## Main
MAXIM Sigma Delta Digital Filter Rejection Calculator
1 | Enter Clock Specifications & Filter Order
| Sync Filter Order (1,2,3,4) | 5
| Clock Divide (÷1,÷2) | 1
| System Clock | 2.4576 | MHz
| Clock Tolerance (+/- in percent) | 1 | %
| Clock to Modulator Freq Ratio | 128
| Modulator Frequency | 19.2 | KHz
2 | Enter Desired Data Output Rate or Decimation Ratio
| Data Output Rate | 50 | Hz
Decimation Ratio (From ADC Datasheet)
3 | Enter Plot Range
| Plot Frequency Response From: (>1) | 1 | Hz
| Plot Frequency Response to: | 500 | Hz
| Lowpass Cutoff Frequency (-3dB) | 10.1816 | Hz
| Min 50Hz Rejection | -192.0619 | dB
| Min 60Hz Rejection | -79.0136 | dB
| Filter Settling Time | 0.1 | ms

## Data
| Upper |  | Lower
Modulator Frequency | 19.392 | KHz | 19.008 | KHz
Data Output Rate | 50 | Hz | 50 | Hz
Decimation Ratio | 384 |  | 384
Frequency | H(f) Upper | 20Log(H(f)) | H(f) Lower | 20Log(H(f)) | Worst Case H(f) | -Worstcase H(f) | Copy of Frequency
1 | 0.99678 | -0.028014 | 0.99665 | -0.029158 | -0.028014 | 0.028014 | 1
1.0998 | 0.99611 | -0.033886 | 0.99595 | -0.035269 | -0.033886 | 0.033886 | 1.0998
1.1996 | 0.99537 | -0.040316 | 0.99518 | -0.041962 | -0.040316 | 0.040316 | 1.1996
1.2994 | 0.99457 | -0.047305 | 0.99435 | -0.049236 | -0.047305 | 0.047305 | 1.2994
1.3992 | 0.9937 | -0.054852 | 0.99345 | -0.057092 | -0.054852 | 0.054852 | 1.3992
1.499 | 0.99278 | -0.062959 | 0.99248 | -0.065529 | -0.062959 | 0.062959 | 1.499
1.5988 | 0.99179 | -0.071624 | 0.99145 | -0.074548 | -0.071624 | 0.071624 | 1.5988
1.6986 | 0.99074 | -0.080848 | 0.99036 | -0.084149 | -0.080848 | 0.080848 | 1.6986
1.7984 | 0.98962 | -0.090632 | 0.9892 | -0.094332 | -0.090632 | 0.090632 | 1.7984
1.8982 | 0.98844 | -0.10097 | 0.98797 | -0.1051 | -0.10097 | 0.10097 | 1.8982
1.998 | 0.9872 | -0.11188 | 0.98668 | -0.11645 | -0.11188 | 0.11188 | 1.998
2.0978 | 0.9859 | -0.12334 | 0.98533 | -0.12838 | -0.12334 | 0.12334 | 2.0978
2.1976 | 0.98454 | -0.13536 | 0.98391 | -0.14089 | -0.13536 | 0.13536 | 2.1976
2.2974 | 0.98311 | -0.14794 | 0.98243 | -0.15399 | -0.14794 | 0.14794 | 2.2974
2.3972 | 0.98163 | -0.16109 | 0.98088 | -0.16766 | -0.16109 | 0.16109 | 2.3972
2.497 | 0.98008 | -0.17479 | 0.97927 | -0.18193 | -0.17479 | 0.17479 | 2.497
2.5968 | 0.97847 | -0.18905 | 0.9776 | -0.19677 | -0.18905 | 0.18905 | 2.5968
2.6966 | 0.9768 | -0.20388 | 0.97587 | -0.21221 | -0.20388 | 0.20388 | 2.6966
2.7964 | 0.97507 | -0.21926 | 0.97407 | -0.22822 | -0.21926 | 0.21926 | 2.7964
2.8962 | 0.97328 | -0.23521 | 0.97221 | -0.24482 | -0.23521 | 0.23521 | 2.8962
2.996 | 0.97144 | -0.25172 | 0.97029 | -0.262 | -0.25172 | 0.25172 | 2.996
3.0958 | 0.96953 | -0.26879 | 0.9683 | -0.27977 | -0.26879 | 0.26879 | 3.0958
3.1956 | 0.96756 | -0.28642 | 0.96626 | -0.29813 | -0.28642 | 0.28642 | 3.1956
3.2954 | 0.96554 | -0.30462 | 0.96415 | -0.31707 | -0.30462 | 0.30462 | 3.2954
3.3952 | 0.96345 | -0.32337 | 0.96199 | -0.33659 | -0.32337 | 0.32337 | 3.3952
3.495 | 0.96131 | -0.34269 | 0.95976 | -0.3567 | -0.34269 | 0.34269 | 3.495
3.5948 | 0.95912 | -0.36258 | 0.95748 | -0.3774 | -0.36258 | 0.36258 | 3.5948
3.6946 | 0.95686 | -0.38303 | 0.95514 | -0.39869 | -0.38303 | 0.38303 | 3.6946
3.7944 | 0.95455 | -0.40404 | 0.95273 | -0.42056 | -0.40404 | 0.40404 | 3.7944
3.8942 | 0.95218 | -0.42561 | 0.95027 | -0.44302 | -0.42561 | 0.42561 | 3.8942
3.994 | 0.94976 | -0.44775 | 0.94776 | -0.46607 | -0.44775 | 0.44775 | 3.994
4.0938 | 0.94728 | -0.47046 | 0.94518 | -0.4897 | -0.47046 | 0.47046 | 4.0938
4.1936 | 0.94474 | -0.49373 | 0.94255 | -0.51393 | -0.49373 | 0.49373 | 4.1936
4.2934 | 0.94215 | -0.51756 | 0.93986 | -0.53874 | -0.51756 | 0.51756 | 4.2934
4.3932 | 0.93951 | -0.54197 | 0.93711 | -0.56414 | -0.54197 | 0.54197 | 4.3932
4.493 | 0.93681 | -0.56694 | 0.93431 | -0.59014 | -0.56694 | 0.56694 | 4.493
4.5928 | 0.93406 | -0.59247 | 0.93146 | -0.61672 | -0.59247 | 0.59247 | 4.5928
4.6926 | 0.93126 | -0.61857 | 0.92855 | -0.64389 | -0.61857 | 0.61857 | 4.6926
4.7924 | 0.92841 | -0.64524 | 0.92559 | -0.67166 | -0.64524 | 0.64524 | 4.7924
4.8922 | 0.9255 | -0.67248 | 0.92257 | -0.70002 | -0.67248 | 0.67248 | 4.8922
4.992 | 0.92254 | -0.70029 | 0.9195 | -0.72897 | -0.70029 | 0.70029 | 4.992
5.0918 | 0.91953 | -0.72867 | 0.91638 | -0.75851 | -0.72867 | 0.72867 | 5.0918
5.1916 | 0.91647 | -0.75761 | 0.9132 | -0.78864 | -0.75761 | 0.75761 | 5.1916
5.2914 | 0.91336 | -0.78712 | 0.90998 | -0.81937 | -0.78712 | 0.78712 | 5.2914
5.3912 | 0.91021 | -0.81721 | 0.9067 | -0.85069 | -0.81721 | 0.81721 | 5.3912
5.491 | 0.907 | -0.84787 | 0.90338 | -0.88261 | -0.84787 | 0.84787 | 5.491
5.5908 | 0.90374 | -0.87909 | 0.9 | -0.91512 | -0.87909 | 0.87909 | 5.5908
5.6906 | 0.90044 | -0.91089 | 0.89658 | -0.94823 | -0.91089 | 0.91089 | 5.6906
5.7904 | 0.89709 | -0.94326 | 0.89311 | -0.98194 | -0.94326 | 0.94326 | 5.7904
5.8902 | 0.8937 | -0.97621 | 0.88959 | -1.0162 | -0.97621 | 0.97621 | 5.8902
5.99 | 0.89025 | -1.0097 | 0.88602 | -1.0511 | -1.0097 | 1.0097 | 5.99
6.0898 | 0.88677 | -1.0438 | 0.88241 | -1.0866 | -1.0438 | 1.0438 | 6.0898
6.1896 | 0.88323 | -1.0785 | 0.87875 | -1.1227 | -1.0785 | 1.0785 | 6.1896
6.2894 | 0.87966 | -1.1137 | 0.87504 | -1.1594 | -1.1137 | 1.1137 | 6.2894
6.3892 | 0.87604 | -1.1495 | 0.87129 | -1.1967 | -1.1495 | 1.1495 | 6.3892
6.489 | 0.87238 | -1.1859 | 0.8675 | -1.2346 | -1.1859 | 1.1859 | 6.489
6.5888 | 0.86867 | -1.2229 | 0.86366 | -1.2731 | -1.2229 | 1.2229 | 6.5888
6.6886 | 0.86492 | -1.2604 | 0.85979 | -1.3122 | -1.2604 | 1.2604 | 6.6886
6.7884 | 0.86114 | -1.2986 | 0.85586 | -1.3519 | -1.2986 | 1.2986 | 6.7884
6.8882 | 0.85731 | -1.3373 | 0.8519 | -1.3922 | -1.3373 | 1.3373 | 6.8882
6.988 | 0.85344 | -1.3765 | 0.8479 | -1.4331 | -1.3765 | 1.3765 | 6.988
7.0878 | 0.84953 | -1.4164 | 0.84386 | -1.4746 | -1.4164 | 1.4164 | 7.0878
7.1876 | 0.84559 | -1.4569 | 0.83978 | -1.5167 | -1.4569 | 1.4569 | 7.1876
7.2874 | 0.8416 | -1.4979 | 0.83566 | -1.5595 | -1.4979 | 1.4979 | 7.2874
7.3872 | 0.83758 | -1.5395 | 0.8315 | -1.6028 | -1.5395 | 1.5395 | 7.3872
7.487 | 0.83352 | -1.5817 | 0.8273 | -1.6467 | -1.5817 | 1.5817 | 7.487
7.5868 | 0.82943 | -1.6244 | 0.82307 | -1.6913 | -1.6244 | 1.6244 | 7.5868
7.6866 | 0.8253 | -1.6678 | 0.8188 | -1.7364 | -1.6678 | 1.6678 | 7.6866
7.7864 | 0.82113 | -1.7117 | 0.8145 | -1.7822 | -1.7117 | 1.7117 | 7.7864
7.8862 | 0.81694 | -1.7562 | 0.81016 | -1.8285 | -1.7562 | 1.7562 | 7.8862
7.986 | 0.8127 | -1.8014 | 0.80579 | -1.8755 | -1.8014 | 1.8014 | 7.986
8.0858 | 0.80844 | -1.8471 | 0.80139 | -1.9231 | -1.8471 | 1.8471 | 8.0858
8.1856 | 0.80414 | -1.8933 | 0.79696 | -1.9713 | -1.8933 | 1.8933 | 8.1856
8.2854 | 0.79982 | -1.9402 | 0.79249 | -2.0201 | -1.9402 | 1.9402 | 8.2854
8.3852 | 0.79546 | -1.9877 | 0.78799 | -2.0696 | -1.9877 | 1.9877 | 8.3852
8.485 | 0.79107 | -2.0357 | 0.78346 | -2.1196 | -2.0357 | 2.0357 | 8.485
8.5848 | 0.78665 | -2.0844 | 0.77891 | -2.1703 | -2.0844 | 2.0844 | 8.5848
8.6846 | 0.78221 | -2.1336 | 0.77432 | -2.2216 | -2.1336 | 2.1336 | 8.6846
8.7844 | 0.77773 | -2.1834 | 0.76971 | -2.2735 | -2.1834 | 2.1834 | 8.7844
8.8842 | 0.77323 | -2.2338 | 0.76507 | -2.326 | -2.2338 | 2.2338 | 8.8842
8.984 | 0.7687 | -2.2848 | 0.7604 | -2.3791 | -2.2848 | 2.2848 | 8.984
9.0838 | 0.76415 | -2.3364 | 0.75571 | -2.4329 | -2.3364 | 2.3364 | 9.0838
9.1836 | 0.75957 | -2.3886 | 0.75099 | -2.4873 | -2.3886 | 2.3886 | 9.1836
9.2834 | 0.75497 | -2.4414 | 0.74625 | -2.5423 | -2.4414 | 2.4414 | 9.2834
9.3832 | 0.75034 | -2.4948 | 0.74149 | -2.5979 | -2.4948 | 2.4948 | 9.3832
9.483 | 0.74569 | -2.5488 | 0.7367 | -2.6541 | -2.5488 | 2.5488 | 9.483
9.5828 | 0.74102 | -2.6034 | 0.7319 | -2.711 | -2.6034 | 2.6034 | 9.5828
9.6826 | 0.73633 | -2.6586 | 0.72707 | -2.7685 | -2.6586 | 2.6586 | 9.6826
9.7824 | 0.73161 | -2.7144 | 0.72222 | -2.8267 | -2.7144 | 2.7144 | 9.7824
9.8822 | 0.72688 | -2.7708 | 0.71735 | -2.8854 | -2.7708 | 2.7708 | 9.8822
9.982 | 0.72212 | -2.8278 | 0.71246 | -2.9448 | -2.8278 | 2.8278 | 9.982
10.0818 | 0.71735 | -2.8854 | 0.70755 | -3.0048 | -2.8854 | 2.8854 | 10.0818
10.1816 | 0.71256 | -2.9436 | 0.70263 | -3.0655 | -2.9436 | 2.9436 | 10.1816
10.2814 | 0.70775 | -3.0024 | 0.69769 | -3.1267 | -3.0024 | 3.0024 | 10.2814
10.3812 | 0.70292 | -3.0618 | 0.69273 | -3.1887 | -3.0618 | 3.0618 | 10.3812
10.481 | 0.69808 | -3.1218 | 0.68776 | -3.2512 | -3.1218 | 3.1218 | 10.481
10.5808 | 0.69323 | -3.1825 | 0.68278 | -3.3144 | -3.1825 | 3.1825 | 10.5808
10.6806 | 0.68836 | -3.2437 | 0.67778 | -3.3782 | -3.2437 | 3.2437 | 10.6806
10.7804 | 0.68347 | -3.3056 | 0.67277 | -3.4427 | -3.3056 | 3.3056 | 10.7804
10.8802 | 0.67857 | -3.368 | 0.66774 | -3.5078 | -3.368 | 3.368 | 10.8802
10.98 | 0.67366 | -3.4311 | 0.66271 | -3.5735 | -3.4311 | 3.4311 | 10.98
11.0798 | 0.66874 | -3.4948 | 0.65766 | -3.6399 | -3.4948 | 3.4948 | 11.0798
11.1796 | 0.66381 | -3.5591 | 0.65261 | -3.7069 | -3.5591 | 3.5591 | 11.1796
11.2794 | 0.65887 | -3.6241 | 0.64754 | -3.7746 | -3.6241 | 3.6241 | 11.2794
11.3792 | 0.65391 | -3.6896 | 0.64247 | -3.8429 | -3.6896 | 3.6896 | 11.3792
11.479 | 0.64895 | -3.7558 | 0.63739 | -3.9119 | -3.7558 | 3.7558 | 11.479
11.5788 | 0.64398 | -3.8225 | 0.6323 | -3.9815 | -3.8225 | 3.8225 | 11.5788
11.6786 | 0.639 | -3.8899 | 0.62721 | -4.0518 | -3.8899 | 3.8899 | 11.6786
11.7784 | 0.63402 | -3.958 | 0.62211 | -4.1227 | -3.958 | 3.958 | 11.7784
11.8782 | 0.62903 | -4.0266 | 0.617 | -4.1942 | -4.0266 | 4.0266 | 11.8782
11.978 | 0.62403 | -4.0959 | 0.6119 | -4.2665 | -4.0959 | 4.0959 | 11.978
12.0778 | 0.61903 | -4.1658 | 0.60678 | -4.3393 | -4.1658 | 4.1658 | 12.0778
12.1776 | 0.61402 | -4.2363 | 0.60167 | -4.4129 | -4.2363 | 4.2363 | 12.1776
12.2774 | 0.60901 | -4.3075 | 0.59655 | -4.487 | -4.3075 | 4.3075 | 12.2774
12.3772 | 0.604 | -4.3793 | 0.59143 | -4.5619 | -4.3793 | 4.3793 | 12.3772
12.477 | 0.59899 | -4.4517 | 0.58631 | -4.6374 | -4.4517 | 4.4517 | 12.477
12.5768 | 0.59397 | -4.5247 | 0.5812 | -4.7136 | -4.5247 | 4.5247 | 12.5768
12.6766 | 0.58895 | -4.5984 | 0.57608 | -4.7904 | -4.5984 | 4.5984 | 12.6766
12.7764 | 0.58393 | -4.6727 | 0.57096 | -4.8679 | -4.6727 | 4.6727 | 12.7764
12.8762 | 0.57892 | -4.7477 | 0.56585 | -4.946 | -4.7477 | 4.7477 | 12.8762
12.976 | 0.5739 | -4.8233 | 0.56073 | -5.0249 | -4.8233 | 4.8233 | 12.976
13.0758 | 0.56889 | -4.8995 | 0.55563 | -5.1044 | -4.8995 | 4.8995 | 13.0758
13.1756 | 0.56387 | -4.9764 | 0.55052 | -5.1845 | -4.9764 | 4.9764 | 13.1756
13.2754 | 0.55886 | -5.0539 | 0.54542 | -5.2654 | -5.0539 | 5.0539 | 13.2754
13.3752 | 0.55386 | -5.132 | 0.54033 | -5.3469 | -5.132 | 5.132 | 13.3752
13.475 | 0.54886 | -5.2108 | 0.53524 | -5.4291 | -5.2108 | 5.2108 | 13.475
13.5748 | 0.54386 | -5.2903 | 0.53016 | -5.5119 | -5.2903 | 5.2903 | 13.5748
13.6746 | 0.53887 | -5.3704 | 0.52508 | -5.5955 | -5.3704 | 5.3704 | 13.6746
13.7744 | 0.53388 | -5.4511 | 0.52002 | -5.6797 | -5.4511 | 5.4511 | 13.7744
13.8742 | 0.5289 | -5.5325 | 0.51496 | -5.7646 | -5.5325 | 5.5325 | 13.8742
13.974 | 0.52393 | -5.6145 | 0.50991 | -5.8502 | -5.6145 | 5.6145 | 13.974
14.0738 | 0.51897 | -5.6972 | 0.50487 | -5.9364 | -5.6972 | 5.6972 | 14.0738
14.1736 | 0.51401 | -5.7806 | 0.49984 | -6.0234 | -5.7806 | 5.7806 | 14.1736
14.2734 | 0.50906 | -5.8646 | 0.49482 | -6.111 | -5.8646 | 5.8646 | 14.2734
14.3732 | 0.50412 | -5.9493 | 0.48981 | -6.1994 | -5.9493 | 5.9493 | 14.3732
14.473 | 0.4992 | -6.0346 | 0.48482 | -6.2884 | -6.0346 | 6.0346 | 14.473
14.5728 | 0.49428 | -6.1206 | 0.47984 | -6.3781 | -6.1206 | 6.1206 | 14.5728
14.6726 | 0.48937 | -6.2072 | 0.47487 | -6.4685 | -6.2072 | 6.2072 | 14.6726
14.7724 | 0.48448 | -6.2946 | 0.46991 | -6.5596 | -6.2946 | 6.2946 | 14.7724
14.8722 | 0.47959 | -6.3825 | 0.46497 | -6.6515 | -6.3825 | 6.3825 | 14.8722
14.972 | 0.47472 | -6.4712 | 0.46005 | -6.744 | -6.4712 | 6.4712 | 14.972
15.0718 | 0.46987 | -6.5605 | 0.45514 | -6.8372 | -6.5605 | 6.5605 | 15.0718
15.1716 | 0.46502 | -6.6505 | 0.45024 | -6.9311 | -6.6505 | 6.6505 | 15.1716
15.2714 | 0.46019 | -6.7412 | 0.44536 | -7.0257 | -6.7412 | 6.7412 | 15.2714
15.3712 | 0.45538 | -6.8325 | 0.4405 | -7.1211 | -6.8325 | 6.8325 | 15.3712
15.471 | 0.45058 | -6.9245 | 0.43566 | -7.2171 | -6.9245 | 6.9245 | 15.471
15.5708 | 0.4458 | -7.0172 | 0.43083 | -7.3139 | -7.0172 | 7.0172 | 15.5708
15.6706 | 0.44103 | -7.1106 | 0.42602 | -7.4113 | -7.1106 | 7.1106 | 15.6706
15.7704 | 0.43628 | -7.2047 | 0.42123 | -7.5095 | -7.2047 | 7.2047 | 15.7704
15.8702 | 0.43155 | -7.2994 | 0.41646 | -7.6084 | -7.2994 | 7.2994 | 15.8702
15.97 | 0.42683 | -7.3948 | 0.41171 | -7.7081 | -7.3948 | 7.3948 | 15.97
16.0698 | 0.42214 | -7.491 | 0.40699 | -7.8084 | -7.491 | 7.491 | 16.0698
16.1696 | 0.41746 | -7.5878 | 0.40228 | -7.9095 | -7.5878 | 7.5878 | 16.1696
16.2694 | 0.4128 | -7.6853 | 0.39759 | -8.0113 | -7.6853 | 7.6853 | 16.2694
16.3692 | 0.40816 | -7.7835 | 0.39292 | -8.1138 | -7.7835 | 7.7835 | 16.3692
16.469 | 0.40354 | -7.8824 | 0.38828 | -8.2171 | -7.8824 | 7.8824 | 16.469
16.5688 | 0.39893 | -7.982 | 0.38366 | -8.3211 | -7.982 | 7.982 | 16.5688
16.6686 | 0.39436 | -8.0822 | 0.37906 | -8.4258 | -8.0822 | 8.0822 | 16.6686
16.7684 | 0.3898 | -8.1832 | 0.37449 | -8.5313 | -8.1832 | 8.1832 | 16.7684
16.8682 | 0.38526 | -8.2849 | 0.36993 | -8.6375 | -8.2849 | 8.2849 | 16.8682
16.968 | 0.38074 | -8.3873 | 0.36541 | -8.7445 | -8.3873 | 8.3873 | 16.968
17.0678 | 0.37625 | -8.4904 | 0.3609 | -8.8522 | -8.4904 | 8.4904 | 17.0678
17.1676 | 0.37178 | -8.5943 | 0.35643 | -8.9606 | -8.5943 | 8.5943 | 17.1676
17.2674 | 0.36733 | -8.6988 | 0.35197 | -9.0698 | -8.6988 | 8.6988 | 17.2674
17.3672 | 0.36291 | -8.804 | 0.34755 | -9.1798 | -8.804 | 8.804 | 17.3672
17.467 | 0.35851 | -8.91 | 0.34314 | -9.2905 | -8.91 | 8.91 | 17.467
17.5668 | 0.35413 | -9.0167 | 0.33877 | -9.4019 | -9.0167 | 9.0167 | 17.5668
17.6666 | 0.34978 | -9.1241 | 0.33442 | -9.5141 | -9.1241 | 9.1241 | 17.6666
17.7664 | 0.34545 | -9.2322 | 0.3301 | -9.6271 | -9.2322 | 9.2322 | 17.7664
17.8662 | 0.34115 | -9.3411 | 0.3258 | -9.7409 | -9.3411 | 9.3411 | 17.8662
17.966 | 0.33687 | -9.4507 | 0.32154 | -9.8554 | -9.4507 | 9.4507 | 17.966
18.0658 | 0.33262 | -9.561 | 0.3173 | -9.9707 | -9.561 | 9.561 | 18.0658
18.1656 | 0.3284 | -9.672 | 0.31309 | -10.0867 | -9.672 | 9.672 | 18.1656
18.2654 | 0.3242 | -9.7838 | 0.3089 | -10.2036 | -9.7838 | 9.7838 | 18.2654
18.3652 | 0.32002 | -9.8963 | 0.30475 | -10.3212 | -9.8963 | 9.8963 | 18.3652
18.465 | 0.31588 | -10.0096 | 0.30062 | -10.4396 | -10.0096 | 10.0096 | 18.465
18.5648 | 0.31176 | -10.1236 | 0.29653 | -10.5587 | -10.1236 | 10.1236 | 18.5648
18.6646 | 0.30767 | -10.2384 | 0.29246 | -10.6787 | -10.2384 | 10.2384 | 18.6646
18.7644 | 0.3036 | -10.3539 | 0.28842 | -10.7994 | -10.3539 | 10.3539 | 18.7644
18.8642 | 0.29957 | -10.4701 | 0.28441 | -10.921 | -10.4701 | 10.4701 | 18.8642
18.964 | 0.29556 | -10.5871 | 0.28044 | -11.0433 | -10.5871 | 10.5871 | 18.964
19.0638 | 0.29158 | -10.7049 | 0.27649 | -11.1664 | -10.7049 | 10.7049 | 19.0638
19.1636 | 0.28763 | -10.8234 | 0.27257 | -11.2904 | -10.8234 | 10.8234 | 19.1636
19.2634 | 0.2837 | -10.9427 | 0.26869 | -11.4151 | -10.9427 | 10.9427 | 19.2634
19.3632 | 0.27981 | -11.0627 | 0.26483 | -11.5406 | -11.0627 | 11.0627 | 19.3632
19.463 | 0.27595 | -11.1835 | 0.26101 | -11.667 | -11.1835 | 11.1835 | 19.463
19.5628 | 0.27211 | -11.3051 | 0.25721 | -11.7941 | -11.3051 | 11.3051 | 19.5628
19.6626 | 0.2683 | -11.4274 | 0.25345 | -11.9221 | -11.4274 | 11.4274 | 19.6626
19.7624 | 0.26453 | -11.5506 | 0.24972 | -12.0509 | -11.5506 | 11.5506 | 19.7624
19.8622 | 0.26078 | -11.6745 | 0.24602 | -12.1805 | -11.6745 | 11.6745 | 19.8622
19.962 | 0.25706 | -11.7991 | 0.24235 | -12.311 | -11.7991 | 11.7991 | 19.962
20.0618 | 0.25338 | -11.9246 | 0.23872 | -12.4422 | -11.9246 | 11.9246 | 20.0618
20.1616 | 0.24972 | -12.0509 | 0.23512 | -12.5743 | -12.0509 | 12.0509 | 20.1616
20.2614 | 0.2461 | -12.1779 | 0.23155 | -12.7073 | -12.1779 | 12.1779 | 20.2614
20.3612 | 0.2425 | -12.3057 | 0.22801 | -12.8411 | -12.3057 | 12.3057 | 20.3612
20.461 | 0.23894 | -12.4344 | 0.2245 | -12.9757 | -12.4344 | 12.4344 | 20.461
20.5608 | 0.2354 | -12.5638 | 0.22103 | -13.1111 | -12.5638 | 12.5638 | 20.5608
20.6606 | 0.2319 | -12.694 | 0.21758 | -13.2474 | -12.694 | 12.694 | 20.6606
20.7604 | 0.22843 | -12.8251 | 0.21418 | -13.3846 | -12.8251 | 12.8251 | 20.7604
20.8602 | 0.22499 | -12.9569 | 0.2108 | -13.5226 | -12.9569 | 12.9569 | 20.8602
20.96 | 0.22158 | -13.0896 | 0.20746 | -13.6615 | -13.0896 | 13.0896 | 20.96
21.0598 | 0.2182 | -13.223 | 0.20415 | -13.8012 | -13.223 | 13.223 | 21.0598
21.1596 | 0.21485 | -13.3573 | 0.20087 | -13.9418 | -13.3573 | 13.3573 | 21.1596
21.2594 | 0.21153 | -13.4924 | 0.19762 | -14.0833 | -13.4924 | 13.4924 | 21.2594
21.3592 | 0.20825 | -13.6284 | 0.19441 | -14.2256 | -13.6284 | 13.6284 | 21.3592
21.459 | 0.205 | -13.7651 | 0.19123 | -14.3689 | -13.7651 | 13.7651 | 21.459
21.5588 | 0.20177 | -13.9027 | 0.18808 | -14.513 | -13.9027 | 13.9027 | 21.5588
21.6586 | 0.19858 | -14.0411 | 0.18497 | -14.658 | -14.0411 | 14.0411 | 21.6586
21.7584 | 0.19543 | -14.1804 | 0.18189 | -14.8038 | -14.1804 | 14.1804 | 21.7584
21.8582 | 0.1923 | -14.3205 | 0.17884 | -14.9506 | -14.3205 | 14.3205 | 21.8582
21.958 | 0.1892 | -14.4614 | 0.17583 | -15.0983 | -14.4614 | 14.4614 | 21.958
22.0578 | 0.18614 | -14.6032 | 0.17285 | -15.2469 | -14.6032 | 14.6032 | 22.0578
22.1576 | 0.18311 | -14.7459 | 0.1699 | -15.3963 | -14.7459 | 14.7459 | 22.1576
22.2574 | 0.18011 | -14.8894 | 0.16698 | -15.5467 | -14.8894 | 14.8894 | 22.2574
22.3572 | 0.17714 | -15.0338 | 0.1641 | -15.698 | -15.0338 | 15.0338 | 22.3572
22.457 | 0.1742 | -15.179 | 0.16125 | -15.8502 | -15.179 | 15.179 | 22.457
22.5568 | 0.17129 | -15.3251 | 0.15843 | -16.0034 | -15.3251 | 15.3251 | 22.5568
22.6566 | 0.16842 | -15.4721 | 0.15564 | -16.1574 | -15.4721 | 15.4721 | 22.6566
22.7564 | 0.16558 | -15.6199 | 0.15289 | -16.3124 | -15.6199 | 15.6199 | 22.7564
22.8562 | 0.16277 | -15.7687 | 0.15017 | -16.4683 | -15.7687 | 15.7687 | 22.8562
22.956 | 0.15999 | -15.9183 | 0.14748 | -16.6252 | -15.9183 | 15.9183 | 22.956
23.0558 | 0.15724 | -16.0688 | 0.14483 | -16.783 | -16.0688 | 16.0688 | 23.0558
23.1556 | 0.15452 | -16.2202 | 0.1422 | -16.9418 | -16.2202 | 16.2202 | 23.1556
23.2554 | 0.15184 | -16.3725 | 0.13961 | -17.1015 | -16.3725 | 16.3725 | 23.2554
23.3552 | 0.14918 | -16.5256 | 0.13705 | -17.2622 | -16.5256 | 16.5256 | 23.3552
23.455 | 0.14656 | -16.6797 | 0.13453 | -17.4238 | -16.6797 | 16.6797 | 23.455
23.5548 | 0.14397 | -16.8347 | 0.13203 | -17.5864 | -16.8347 | 16.8347 | 23.5548
23.6546 | 0.14141 | -16.9907 | 0.12957 | -17.75 | -16.9907 | 16.9907 | 23.6546
23.7544 | 0.13888 | -17.1475 | 0.12714 | -17.9146 | -17.1475 | 17.1475 | 23.7544
23.8542 | 0.13638 | -17.3052 | 0.12474 | -18.0801 | -17.3052 | 17.3052 | 23.8542
23.954 | 0.13391 | -17.4639 | 0.12237 | -18.2466 | -17.4639 | 17.4639 | 23.954
24.0538 | 0.13147 | -17.6235 | 0.12003 | -18.4141 | -17.6235 | 17.6235 | 24.0538
24.1536 | 0.12906 | -17.7841 | 0.11772 | -18.5827 | -17.7841 | 17.7841 | 24.1536
24.2534 | 0.12668 | -17.9456 | 0.11545 | -18.7522 | -17.9456 | 17.9456 | 24.2534
24.3532 | 0.12434 | -18.108 | 0.1132 | -18.9227 | -18.108 | 18.108 | 24.3532
24.453 | 0.12202 | -18.2714 | 0.11099 | -19.0943 | -18.2714 | 18.2714 | 24.453
24.5528 | 0.11973 | -18.4357 | 0.10881 | -19.2668 | -18.4357 | 18.4357 | 24.5528
24.6526 | 0.11748 | -18.601 | 0.10665 | -19.4404 | -18.601 | 18.601 | 24.6526
24.7524 | 0.11525 | -18.7673 | 0.10453 | -19.615 | -18.7673 | 18.7673 | 24.7524
24.8522 | 0.11305 | -18.9345 | 0.10244 | -19.7907 | -18.9345 | 18.9345 | 24.8522
24.952 | 0.11088 | -19.1027 | 0.10038 | -19.9674 | -19.1027 | 19.1027 | 24.952
25.0518 | 0.10874 | -19.2719 | 0.098343 | -20.1451 | -19.2719 | 19.2719 | 25.0518
25.1516 | 0.10663 | -19.4421 | 0.09634 | -20.3239 | -19.4421 | 19.4421 | 25.1516
25.2514 | 0.10455 | -19.6132 | 0.094365 | -20.5038 | -19.6132 | 19.6132 | 25.2514
25.3512 | 0.1025 | -19.7854 | 0.09242 | -20.6847 | -19.7854 | 19.7854 | 25.3512
25.451 | 0.10048 | -19.9585 | 0.090504 | -20.8667 | -19.9585 | 19.9585 | 25.451
25.5508 | 0.098484 | -20.1327 | 0.088616 | -21.0498 | -20.1327 | 20.1327 | 25.5508
25.6506 | 0.096518 | -20.3079 | 0.086757 | -21.2339 | -20.3079 | 20.3079 | 25.6506
25.7504 | 0.09458 | -20.4841 | 0.084926 | -21.4192 | -20.4841 | 20.4841 | 25.7504
25.8502 | 0.092669 | -20.6613 | 0.083124 | -21.6055 | -20.6613 | 20.6613 | 25.8502
25.95 | 0.090787 | -20.8395 | 0.081349 | -21.793 | -20.8395 | 20.8395 | 25.95
26.0498 | 0.088932 | -21.0188 | 0.079602 | -21.9815 | -21.0188 | 21.0188 | 26.0498
26.1496 | 0.087105 | -21.1991 | 0.077883 | -22.1712 | -21.1991 | 21.1991 | 26.1496
26.2494 | 0.085305 | -21.3805 | 0.076191 | -22.362 | -21.3805 | 21.3805 | 26.2494
26.3492 | 0.083532 | -21.5629 | 0.074525 | -22.5539 | -21.5629 | 21.5629 | 26.3492
26.449 | 0.081786 | -21.7464 | 0.072887 | -22.747 | -21.7464 | 21.7464 | 26.449
26.5488 | 0.080067 | -21.9309 | 0.071276 | -22.9412 | -21.9309 | 21.9309 | 26.5488
26.6486 | 0.078374 | -22.1165 | 0.06969 | -23.1365 | -22.1165 | 22.1165 | 26.6486
26.7484 | 0.076708 | -22.3032 | 0.068131 | -23.3331 | -22.3032 | 22.3032 | 26.7484
26.8482 | 0.075067 | -22.491 | 0.066598 | -23.5308 | -22.491 | 22.491 | 26.8482
26.948 | 0.073453 | -22.6799 | 0.065091 | -23.7296 | -22.6799 | 22.6799 | 26.948
27.0478 | 0.071864 | -22.8698 | 0.063609 | -23.9297 | -22.8698 | 22.8698 | 27.0478
27.1476 | 0.0703 | -23.0609 | 0.062152 | -24.1309 | -23.0609 | 23.0609 | 27.1476
27.2474 | 0.068762 | -23.2531 | 0.06072 | -24.3333 | -23.2531 | 23.2531 | 27.2474
27.3472 | 0.067248 | -23.4464 | 0.059313 | -24.5369 | -23.4464 | 23.4464 | 27.3472
27.447 | 0.06576 | -23.6408 | 0.057931 | -24.7418 | -23.6408 | 23.6408 | 27.447
27.5468 | 0.064296 | -23.8363 | 0.056573 | -24.9478 | -23.8363 | 23.8363 | 27.5468
27.6466 | 0.062856 | -24.033 | 0.055239 | -25.1551 | -24.033 | 24.033 | 27.6466
27.7464 | 0.061441 | -24.2309 | 0.053928 | -25.3637 | -24.2309 | 24.2309 | 27.7464
27.8462 | 0.060049 | -24.4298 | 0.052642 | -25.5734 | -24.4298 | 24.4298 | 27.8462
27.946 | 0.058681 | -24.63 | 0.051378 | -25.7844 | -24.63 | 24.63 | 27.946
28.0458 | 0.057337 | -24.8313 | 0.050138 | -25.9967 | -24.8313 | 24.8313 | 28.0458
28.1456 | 0.056016 | -25.0338 | 0.04892 | -26.2103 | -25.0338 | 25.0338 | 28.1456
28.2454 | 0.054717 | -25.2375 | 0.047725 | -26.4251 | -25.2375 | 25.2375 | 28.2454
28.3452 | 0.053442 | -25.4423 | 0.046552 | -26.6413 | -25.4423 | 25.4423 | 28.3452
28.445 | 0.052189 | -25.6484 | 0.045401 | -26.8587 | -25.6484 | 25.6484 | 28.445
28.5448 | 0.050958 | -25.8557 | 0.044272 | -27.0774 | -25.8557 | 25.8557 | 28.5448
28.6446 | 0.04975 | -26.0642 | 0.043165 | -27.2975 | -26.0642 | 26.0642 | 28.6446
28.7444 | 0.048563 | -26.2739 | 0.042078 | -27.5188 | -26.2739 | 26.2739 | 28.7444
28.8442 | 0.047398 | -26.4848 | 0.041013 | -27.7415 | -26.4848 | 26.4848 | 28.8442
28.944 | 0.046254 | -26.697 | 0.039969 | -27.9656 | -26.697 | 26.697 | 28.944
29.0438 | 0.045131 | -26.9105 | 0.038945 | -28.191 | -26.9105 | 26.9105 | 29.0438
29.1436 | 0.044029 | -27.1251 | 0.037941 | -28.4178 | -27.1251 | 27.1251 | 29.1436
29.2434 | 0.042948 | -27.3411 | 0.036958 | -28.6459 | -27.3411 | 27.3411 | 29.2434
29.3432 | 0.041887 | -27.5583 | 0.035994 | -28.8755 | -27.5583 | 27.5583 | 29.3432
29.443 | 0.040847 | -27.7769 | 0.035049 | -29.1064 | -27.7769 | 27.7769 | 29.443
29.5428 | 0.039826 | -27.9967 | 0.034124 | -29.3387 | -27.9967 | 27.9967 | 29.5428
29.6426 | 0.038825 | -28.2178 | 0.033218 | -29.5725 | -28.2178 | 28.2178 | 29.6426
29.7424 | 0.037843 | -28.4402 | 0.032331 | -29.8077 | -28.4402 | 28.4402 | 29.7424
29.8422 | 0.036881 | -28.664 | 0.031462 | -30.0443 | -28.664 | 28.664 | 29.8422
29.942 | 0.035937 | -28.8891 | 0.030611 | -30.2824 | -28.8891 | 28.8891 | 29.942
30.0418 | 0.035013 | -29.1155 | 0.029778 | -30.5219 | -29.1155 | 29.1155 | 30.0418
30.1416 | 0.034106 | -29.3433 | 0.028964 | -30.763 | -29.3433 | 29.3433 | 30.1416
30.2414 | 0.033218 | -29.5724 | 0.028166 | -31.0055 | -29.5724 | 29.5724 | 30.2414
30.3412 | 0.032348 | -29.8029 | 0.027386 | -31.2495 | -29.8029 | 29.8029 | 30.3412
30.441 | 0.031496 | -30.0348 | 0.026623 | -31.495 | -30.0348 | 30.0348 | 30.441
30.5408 | 0.030662 | -30.2681 | 0.025876 | -31.742 | -30.2681 | 30.2681 | 30.5408
30.6406 | 0.029844 | -30.5028 | 0.025146 | -31.9906 | -30.5028 | 30.5028 | 30.6406
30.7404 | 0.029044 | -30.7389 | 0.024432 | -32.2407 | -30.7389 | 30.7389 | 30.7404
30.8402 | 0.02826 | -30.9765 | 0.023734 | -32.4924 | -30.9765 | 30.9765 | 30.8402
30.94 | 0.027493 | -31.2155 | 0.023052 | -32.7457 | -31.2155 | 31.2155 | 30.94
31.0398 | 0.026743 | -31.4559 | 0.022386 | -33.0006 | -31.4559 | 31.4559 | 31.0398
31.1396 | 0.026008 | -31.6978 | 0.021734 | -33.257 | -31.6978 | 31.6978 | 31.1396
31.2394 | 0.02529 | -31.9412 | 0.021098 | -33.5151 | -31.9412 | 31.9412 | 31.2394
31.3392 | 0.024587 | -32.186 | 0.020477 | -33.7748 | -32.186 | 32.186 | 31.3392
31.439 | 0.023899 | -32.4324 | 0.01987 | -34.0362 | -32.4324 | 32.4324 | 31.439
31.5388 | 0.023227 | -32.6803 | 0.019277 | -34.2992 | -32.6803 | 32.6803 | 31.5388
31.6386 | 0.022569 | -32.9296 | 0.018698 | -34.5639 | -32.9296 | 32.9296 | 31.6386
31.7384 | 0.021927 | -33.1806 | 0.018134 | -34.8303 | -33.1806 | 33.1806 | 31.7384
31.8382 | 0.021298 | -33.4331 | 0.017583 | -35.0983 | -33.4331 | 33.4331 | 31.8382
31.938 | 0.020685 | -33.6871 | 0.017045 | -35.3681 | -33.6871 | 33.6871 | 31.938
32.0378 | 0.020085 | -33.9427 | 0.01652 | -35.6397 | -33.9427 | 33.9427 | 32.0378
32.1376 | 0.019499 | -34.1999 | 0.016008 | -35.913 | -34.1999 | 34.1999 | 32.1376
32.2374 | 0.018926 | -34.4587 | 0.015509 | -36.1881 | -34.4587 | 34.4587 | 32.2374
32.3372 | 0.018367 | -34.7192 | 0.015023 | -36.4649 | -34.7192 | 34.7192 | 32.3372
32.437 | 0.017821 | -34.9812 | 0.014549 | -36.7436 | -34.9812 | 34.9812 | 32.437
32.5368 | 0.017288 | -35.2449 | 0.014086 | -37.0241 | -35.2449 | 35.2449 | 32.5368
32.6366 | 0.016768 | -35.5103 | 0.013636 | -37.3064 | -35.5103 | 35.5103 | 32.6366
32.7364 | 0.01626 | -35.7774 | 0.013197 | -37.5906 | -35.7774 | 35.7774 | 32.7364
32.8362 | 0.015765 | -36.0461 | 0.012769 | -37.8766 | -36.0461 | 36.0461 | 32.8362
32.936 | 0.015282 | -36.3166 | 0.012353 | -38.1646 | -36.3166 | 36.3166 | 32.936
33.0358 | 0.01481 | -36.5887 | 0.011948 | -38.4544 | -36.5887 | 36.5887 | 33.0358
33.1356 | 0.01435 | -36.8627 | 0.011553 | -38.7462 | -36.8627 | 36.8627 | 33.1356
33.2354 | 0.013902 | -37.1383 | 0.011169 | -39.04 | -37.1383 | 37.1383 | 33.2354
33.3352 | 0.013465 | -37.4158 | 0.010795 | -39.3357 | -37.4158 | 37.4158 | 33.3352
33.435 | 0.013039 | -37.695 | 0.010431 | -39.6334 | -37.695 | 37.695 | 33.435
33.5348 | 0.012624 | -37.9761 | 0.010077 | -39.9332 | -37.9761 | 37.9761 | 33.5348
33.6346 | 0.012219 | -38.259 | 0.0097332 | -40.2349 | -38.259 | 38.259 | 33.6346
33.7344 | 0.011825 | -38.5437 | 0.0093986 | -40.5387 | -38.5437 | 38.5437 | 33.7344
33.8342 | 0.011442 | -38.8303 | 0.0090734 | -40.8446 | -38.8303 | 38.8303 | 33.8342
33.934 | 0.011068 | -39.1187 | 0.0087573 | -41.1526 | -39.1187 | 39.1187 | 33.934
34.0338 | 0.010704 | -39.4091 | 0.0084501 | -41.4628 | -39.4091 | 39.4091 | 34.0338
34.1336 | 0.01035 | -39.7014 | 0.0081517 | -41.775 | -39.7014 | 39.7014 | 34.1336
34.2334 | 0.010005 | -39.9956 | 0.0078619 | -42.0895 | -39.9956 | 39.9956 | 34.2334
34.3332 | 0.0096696 | -40.2918 | 0.0075805 | -42.4061 | -40.2918 | 40.2918 | 34.3332
34.433 | 0.0093433 | -40.59 | 0.0073072 | -42.725 | -40.59 | 40.59 | 34.433
34.5328 | 0.009026 | -40.8901 | 0.007042 | -43.0461 | -40.8901 | 40.8901 | 34.5328
34.6326 | 0.0087174 | -41.1923 | 0.0067847 | -43.3694 | -41.1923 | 41.1923 | 34.6326
34.7324 | 0.0084173 | -41.4965 | 0.006535 | -43.6951 | -41.4965 | 41.4965 | 34.7324
34.8322 | 0.0081257 | -41.8028 | 0.0062928 | -44.0231 | -41.8028 | 41.8028 | 34.8322
34.932 | 0.0078422 | -42.1112 | 0.006058 | -44.3534 | -42.1112 | 42.1112 | 34.932
35.0318 | 0.0075668 | -42.4217 | 0.0058303 | -44.6861 | -42.4217 | 42.4217 | 35.0318
35.1316 | 0.0072993 | -42.7343 | 0.0056097 | -45.0213 | -42.7343 | 42.7343 | 35.1316
35.2314 | 0.0070395 | -43.0491 | 0.0053958 | -45.3588 | -43.0491 | 43.0491 | 35.2314
35.3312 | 0.0067873 | -43.3661 | 0.0051887 | -45.6989 | -43.3661 | 43.3661 | 35.3312
35.431 | 0.0065424 | -43.6853 | 0.004988 | -46.0414 | -43.6853 | 43.6853 | 35.431
35.5308 | 0.0063047 | -44.0067 | 0.0047938 | -46.3864 | -44.0067 | 44.0067 | 35.5308
35.6306 | 0.0060741 | -44.3303 | 0.0046057 | -46.7341 | -44.3303 | 44.3303 | 35.6306
35.7304 | 0.0058504 | -44.6563 | 0.0044237 | -47.0843 | -44.6563 | 44.6563 | 35.7304
35.8302 | 0.0056334 | -44.9845 | 0.0042476 | -47.4371 | -44.9845 | 44.9845 | 35.8302
35.93 | 0.0054231 | -45.3151 | 0.0040773 | -47.7926 | -45.3151 | 45.3151 | 35.93
36.0298 | 0.0052191 | -45.6481 | 0.0039126 | -48.1507 | -45.6481 | 45.6481 | 36.0298
36.1296 | 0.0050214 | -45.9834 | 0.0037533 | -48.5116 | -45.9834 | 45.9834 | 36.1296
36.2294 | 0.0048299 | -46.3212 | 0.0035994 | -48.8753 | -46.3212 | 46.3212 | 36.2294
36.3292 | 0.0046444 | -46.6614 | 0.0034507 | -49.2418 | -46.6614 | 46.6614 | 36.3292
36.429 | 0.0044647 | -47.0041 | 0.0033071 | -49.6111 | -47.0041 | 47.0041 | 36.429
36.5288 | 0.0042907 | -47.3494 | 0.0031684 | -49.9833 | -47.3494 | 47.3494 | 36.5288
36.6286 | 0.0041223 | -47.6971 | 0.0030345 | -50.3584 | -47.6971 | 47.6971 | 36.6286
36.7284 | 0.0039594 | -48.0475 | 0.0029052 | -50.7364 | -48.0475 | 48.0475 | 36.7284
36.8282 | 0.0038017 | -48.4004 | 0.0027805 | -51.1174 | -48.4004 | 48.4004 | 36.8282
36.928 | 0.0036492 | -48.756 | 0.0026603 | -51.5015 | -48.756 | 48.756 | 36.928
37.0278 | 0.0035017 | -49.1143 | 0.0025443 | -51.8887 | -49.1143 | 49.1143 | 37.0278
37.1276 | 0.0033592 | -49.4753 | 0.0024325 | -52.279 | -49.4753 | 49.4753 | 37.1276
37.2274 | 0.0032214 | -49.8391 | 0.0023248 | -52.6725 | -49.8391 | 49.8391 | 37.2274
37.3272 | 0.0030883 | -50.2056 | 0.002221 | -53.0691 | -50.2056 | 50.2056 | 37.3272
37.427 | 0.0029597 | -50.5749 | 0.002121 | -53.4691 | -50.5749 | 50.5749 | 37.427
37.5268 | 0.0028356 | -50.9472 | 0.0020248 | -53.8723 | -50.9472 | 50.9472 | 37.5268
37.6266 | 0.0027157 | -51.3223 | 0.0019322 | -54.279 | -51.3223 | 51.3223 | 37.6266
37.7264 | 0.0026001 | -51.7003 | 0.0018431 | -54.689 | -51.7003 | 51.7003 | 37.7264
37.8262 | 0.0024885 | -52.0814 | 0.0017574 | -55.1025 | -52.0814 | 52.0814 | 37.8262
37.926 | 0.0023808 | -52.4654 | 0.001675 | -55.5196 | -52.4654 | 52.4654 | 37.926
38.0258 | 0.002277 | -52.8526 | 0.0015958 | -55.9402 | -52.8526 | 52.8526 | 38.0258
38.1256 | 0.002177 | -53.2428 | 0.0015198 | -56.3644 | -53.2428 | 53.2428 | 38.1256
38.2254 | 0.0020806 | -53.6362 | 0.0014467 | -56.7923 | -53.6362 | 53.6362 | 38.2254
38.3252 | 0.0019877 | -54.0328 | 0.0013766 | -57.224 | -54.0328 | 54.0328 | 38.3252
38.425 | 0.0018983 | -54.4327 | 0.0013093 | -57.6595 | -54.4327 | 54.4327 | 38.425
38.5248 | 0.0018122 | -54.8358 | 0.0012447 | -58.0989 | -54.8358 | 54.8358 | 38.5248
38.6246 | 0.0017293 | -55.2424 | 0.0011827 | -58.5422 | -55.2424 | 55.2424 | 38.6246
38.7244 | 0.0016496 | -55.6523 | 0.0011234 | -58.9895 | -55.6523 | 55.6523 | 38.7244
38.8242 | 0.001573 | -56.0656 | 0.0010665 | -59.4409 | -56.0656 | 56.0656 | 38.8242
38.924 | 0.0014993 | -56.4825 | 0.001012 | -59.8965 | -56.4825 | 56.4825 | 38.924
39.0238 | 0.0014284 | -56.9029 | 0.00095982 | -60.3562 | -56.9029 | 56.9029 | 39.0238
39.1236 | 0.0013603 | -57.327 | 0.00090988 | -60.8203 | -57.327 | 57.327 | 39.1236
39.2234 | 0.001295 | -57.7547 | 0.00086211 | -61.2887 | -57.7547 | 57.7547 | 39.2234
39.3232 | 0.0012322 | -58.1862 | 0.00081643 | -61.7616 | -58.1862 | 58.1862 | 39.3232
39.423 | 0.001172 | -58.6215 | 0.00077277 | -62.239 | -58.6215 | 58.6215 | 39.423
39.5228 | 0.0011142 | -59.0606 | 0.00073105 | -62.721 | -59.0606 | 59.0606 | 39.5228
39.6226 | 0.0010588 | -59.5037 | 0.00069122 | -63.2077 | -59.5037 | 59.5037 | 39.6226
39.7224 | 0.0010057 | -59.9507 | 0.00065319 | -63.6992 | -59.9507 | 59.9507 | 39.7224
39.8222 | 0.00095479 | -60.4018 | 0.00061691 | -64.1956 | -60.4018 | 60.4018 | 39.8222
39.922 | 0.00090604 | -60.8571 | 0.00058231 | -64.6969 | -60.8571 | 60.8571 | 39.922
40.0218 | 0.00085936 | -61.3165 | 0.00054933 | -65.2033 | -61.3165 | 61.3165 | 40.0218
40.1216 | 0.00081468 | -61.7802 | 0.00051791 | -65.7149 | -61.7802 | 61.7802 | 40.1216
40.2214 | 0.00077194 | -62.2483 | 0.00048799 | -66.2318 | -62.2483 | 62.2483 | 40.2214
40.3212 | 0.00073107 | -62.7208 | 0.00045951 | -66.754 | -62.7208 | 62.7208 | 40.3212
40.421 | 0.000692 | -63.1978 | 0.00043243 | -67.2818 | -63.1978 | 63.1978 | 40.421
40.5208 | 0.00065468 | -63.6795 | 0.00040667 | -67.8151 | -63.6795 | 63.6795 | 40.5208
40.6206 | 0.00061903 | -64.1658 | 0.0003822 | -68.3541 | -64.1658 | 64.1658 | 40.6206
40.7204 | 0.000585 | -64.6568 | 0.00035896 | -68.899 | -64.6568 | 64.6568 | 40.7204
40.8202 | 0.00055254 | -65.1528 | 0.0003369 | -69.4499 | -65.1528 | 65.1528 | 40.8202
40.92 | 0.00052157 | -65.6537 | 0.00031598 | -70.0069 | -65.6537 | 65.6537 | 40.92
41.0198 | 0.00049206 | -66.1596 | 0.00029614 | -70.57 | -66.1596 | 66.1596 | 41.0198
41.1196 | 0.00046394 | -66.6707 | 0.00027734 | -71.1396 | -66.6707 | 66.6707 | 41.1196
41.2194 | 0.00043717 | -67.1871 | 0.00025955 | -71.7157 | -67.1871 | 67.1871 | 41.2194
41.3192 | 0.00041168 | -67.7088 | 0.0002427 | -72.2984 | -67.7088 | 67.7088 | 41.3192
41.419 | 0.00038744 | -68.236 | 0.00022678 | -72.888 | -68.236 | 68.236 | 41.419
41.5188 | 0.00036438 | -68.7688 | 0.00021172 | -73.4846 | -68.7688 | 68.7688 | 41.5188
41.6186 | 0.00034248 | -69.3073 | 0.00019751 | -74.0883 | -69.3073 | 69.3073 | 41.6186
41.7184 | 0.00032168 | -69.8516 | 0.00018409 | -74.6993 | -69.8516 | 69.8516 | 41.7184
41.8182 | 0.00030193 | -70.4019 | 0.00017144 | -75.3178 | -70.4019 | 70.4019 | 41.8182
41.918 | 0.0002832 | -70.9582 | 0.00015951 | -75.9441 | -70.9582 | 70.9582 | 41.918
42.0178 | 0.00026544 | -71.5208 | 0.00014828 | -76.5782 | -71.5208 | 71.5208 | 42.0178
42.1176 | 0.00024861 | -72.0897 | 0.00013772 | -77.2204 | -72.0897 | 72.0897 | 42.1176
42.2174 | 0.00023267 | -72.6652 | 0.00012778 | -77.8709 | -72.6652 | 72.6652 | 42.2174
42.3172 | 0.00021759 | -73.2472 | 0.00011844 | -78.5299 | -73.2472 | 73.2472 | 42.3172
42.417 | 0.00020333 | -73.8361 | 0.00010968 | -79.1976 | -73.8361 | 73.8361 | 42.417
42.5168 | 0.00018985 | -74.432 | 0.00010146 | -79.8744 | -74.432 | 74.432 | 42.5168
42.6166 | 0.00017711 | -75.0349 | 9.3752e-05 | -80.5603 | -75.0349 | 75.0349 | 42.6166
42.7164 | 0.0001651 | -75.6452 | 8.6538e-05 | -81.2558 | -75.6452 | 75.6452 | 42.7164
42.8162 | 0.00015376 | -76.263 | 7.979e-05 | -81.961 | -76.263 | 76.263 | 42.8162
42.916 | 0.00014308 | -76.8885 | 7.3482e-05 | -82.6763 | -76.8885 | 76.8885 | 42.916
43.0158 | 0.00013302 | -77.5218 | 6.7593e-05 | -83.4019 | -77.5218 | 77.5218 | 43.0158
43.1156 | 0.00012355 | -78.1632 | 6.21e-05 | -84.1382 | -78.1632 | 78.1632 | 43.1156
43.2154 | 0.00011465 | -78.8128 | 5.6981e-05 | -84.8855 | -78.8128 | 78.8128 | 43.2154
43.3152 | 0.00010628 | -79.471 | 5.2215e-05 | -85.644 | -79.471 | 79.471 | 43.3152
43.415 | 9.8425e-05 | -80.1379 | 4.7784e-05 | -86.4143 | -80.1379 | 80.1379 | 43.415
43.5148 | 9.1057e-05 | -80.8137 | 4.3669e-05 | -87.1966 | -80.8137 | 80.8137 | 43.5148
43.6146 | 8.4151e-05 | -81.4988 | 3.9851e-05 | -87.9913 | -81.4988 | 81.4988 | 43.6146
43.7144 | 7.7684e-05 | -82.1933 | 3.6312e-05 | -88.7989 | -82.1933 | 82.1933 | 43.7144
43.8142 | 7.1634e-05 | -82.8976 | 3.3038e-05 | -89.6198 | -82.8976 | 82.8976 | 43.8142
43.914 | 6.5978e-05 | -83.612 | 3.0011e-05 | -90.4544 | -83.612 | 83.612 | 43.914
44.0138 | 6.0697e-05 | -84.3366 | 2.7217e-05 | -91.3032 | -84.3366 | 84.3366 | 44.0138
44.1136 | 5.5771e-05 | -85.0719 | 2.4641e-05 | -92.1668 | -85.0719 | 85.0719 | 44.1136
44.2134 | 5.1179e-05 | -85.8181 | 2.227e-05 | -93.0457 | -85.8181 | 85.8181 | 44.2134
44.3132 | 4.6905e-05 | -86.5756 | 2.009e-05 | -93.9404 | -86.5756 | 86.5756 | 44.3132
44.413 | 4.293e-05 | -87.3448 | 1.8089e-05 | -94.8516 | -87.3448 | 87.3448 | 44.413
44.5128 | 3.9237e-05 | -88.126 | 1.6256e-05 | -95.7798 | -88.126 | 88.126 | 44.5128
44.6126 | 3.5811e-05 | -88.9196 | 1.4578e-05 | -96.7258 | -88.9196 | 88.9196 | 44.6126
44.7124 | 3.2636e-05 | -89.7261 | 1.3046e-05 | -97.6903 | -89.7261 | 89.7261 | 44.7124
44.8122 | 2.9697e-05 | -90.5458 | 1.1649e-05 | -98.674 | -90.5458 | 90.5458 | 44.8122
44.912 | 2.698e-05 | -91.3792 | 1.0378e-05 | -99.6778 | -91.3792 | 91.3792 | 44.912
45.0118 | 2.4471e-05 | -92.2269 | 9.223e-06 | -100.7025 | -92.2269 | 92.2269 | 45.0118
45.1116 | 2.2158e-05 | -93.0893 | 8.1761e-06 | -101.7491 | -93.0893 | 93.0893 | 45.1116
45.2114 | 2.0029e-05 | -93.9669 | 7.229e-06 | -102.8184 | -93.9669 | 93.9669 | 45.2114
45.3112 | 1.8071e-05 | -94.8603 | 6.374e-06 | -103.9117 | -94.8603 | 94.8603 | 45.3112
45.411 | 1.6274e-05 | -95.7702 | 5.604e-06 | -105.03 | -95.7702 | 95.7702 | 45.411
45.5108 | 1.4627e-05 | -96.6971 | 4.9122e-06 | -106.1745 | -96.6971 | 96.6971 | 45.5108
45.6106 | 1.3119e-05 | -97.6417 | 4.2921e-06 | -107.3466 | -97.6417 | 97.6417 | 45.6106
45.7104 | 1.1742e-05 | -98.6048 | 3.7378e-06 | -108.5477 | -98.6048 | 98.6048 | 45.7104
45.8102 | 1.0487e-05 | -99.5871 | 3.2437e-06 | -109.7792 | -99.5871 | 99.5871 | 45.8102
45.91 | 9.3439e-06 | -100.5895 | 2.8045e-06 | -111.0429 | -100.5895 | 100.5895 | 45.91
46.0098 | 8.3055e-06 | -101.6127 | 2.4153e-06 | -112.3405 | -101.6127 | 101.6127 | 46.0098
46.1096 | 7.364e-06 | -102.6577 | 2.0716e-06 | -113.674 | -102.6577 | 102.6577 | 46.1096
46.2094 | 6.5121e-06 | -103.7255 | 1.769e-06 | -115.0455 | -103.7255 | 103.7255 | 46.2094
46.3092 | 5.743e-06 | -104.8172 | 1.5036e-06 | -116.4574 | -104.8172 | 104.8172 | 46.3092
46.409 | 5.0502e-06 | -105.9339 | 1.2717e-06 | -117.9121 | -105.9339 | 105.9339 | 46.409
46.5088 | 4.4275e-06 | -107.0768 | 1.07e-06 | -119.4124 | -107.0768 | 107.0768 | 46.5088
46.6086 | 3.8694e-06 | -108.2471 | 8.9522e-07 | -120.9614 | -108.2471 | 108.2471 | 46.6086
46.7084 | 3.3704e-06 | -109.4464 | 7.4451e-07 | -122.5626 | -109.4464 | 109.4464 | 46.7084
46.8082 | 2.9254e-06 | -110.6762 | 6.152e-07 | -124.2196 | -110.6762 | 110.6762 | 46.8082
46.908 | 2.5299e-06 | -111.938 | 5.0485e-07 | -125.9368 | -111.938 | 111.938 | 46.908
47.0078 | 2.1793e-06 | -113.2337 | 4.1121e-07 | -127.7186 | -113.2337 | 113.2337 | 47.0078
47.1076 | 1.8695e-06 | -114.5653 | 3.3226e-07 | -129.5705 | -114.5653 | 114.5653 | 47.1076
47.2074 | 1.5968e-06 | -115.9348 | 2.6612e-07 | -131.4984 | -115.9348 | 115.9348 | 47.2074
47.3072 | 1.3576e-06 | -117.3445 | 2.1113e-07 | -133.5089 | -117.3445 | 117.3445 | 47.3072
47.407 | 1.1485e-06 | -118.797 | 1.6577e-07 | -135.6098 | -118.797 | 118.797 | 47.407
47.5068 | 9.6659e-07 | -120.2952 | 1.2868e-07 | -137.8098 | -120.2952 | 120.2952 | 47.5068
47.6066 | 8.0892e-07 | -121.8419 | 9.8639e-08 | -140.119 | -121.8419 | 121.8419 | 47.6066
47.7064 | 6.7292e-07 | -123.4407 | 7.4564e-08 | -142.5494 | -123.4407 | 123.4407 | 47.7064
47.8062 | 5.5621e-07 | -125.0952 | 5.5497e-08 | -145.1146 | -125.0952 | 125.0952 | 47.8062
47.906 | 4.5657e-07 | -126.8098 | 4.0593e-08 | -147.831 | -126.8098 | 126.8098 | 47.906
48.0058 | 3.7201e-07 | -128.5889 | 2.9113e-08 | -150.7182 | -128.5889 | 128.5889 | 48.0058
48.1056 | 3.0068e-07 | -130.438 | 2.0418e-08 | -153.7996 | -130.438 | 130.438 | 48.1056
48.2054 | 2.4091e-07 | -132.3629 | 1.3957e-08 | -157.104 | -132.3629 | 132.3629 | 48.2054
48.3052 | 1.912e-07 | -134.3702 | 9.2606e-09 | -160.6672 | -134.3702 | 134.3702 | 48.3052
48.405 | 1.5018e-07 | -136.4678 | 5.9331e-09 | -164.5343 | -136.4678 | 136.4678 | 48.405
48.5048 | 1.1662e-07 | -138.6643 | 3.6462e-09 | -168.7632 | -138.6643 | 138.6643 | 48.5048
48.6046 | 8.9436e-08 | -140.9698 | 2.1305e-09 | -173.4305 | -140.9698 | 140.9698 | 48.6046
48.7044 | 6.7639e-08 | -143.3961 | 1.1696e-09 | -178.6395 | -143.3961 | 143.3961 | 48.7044
48.8042 | 5.0368e-08 | -145.957 | 5.9322e-10 | -184.5356 | -145.957 | 145.957 | 48.8042
48.904 | 3.6861e-08 | -148.6687 | 2.7127e-10 | -191.3318 | -148.6687 | 148.6687 | 48.904
49.0038 | 2.6453e-08 | -151.5506 | 1.0767e-10 | -199.3585 | -151.5506 | 151.5506 | 49.0038
49.1036 | 1.8565e-08 | -154.6263 | 3.4794e-11 | -209.17 | -154.6263 | 154.6263 | 49.1036
49.2034 | 1.2699e-08 | -157.9244 | 8.1208e-12 | -221.808 | -157.9244 | 157.9244 | 49.2034
49.3032 | 8.4329e-09 | -161.4804 | 1.0447e-12 | -239.6199 | -161.4804 | 161.4804 | 49.3032
49.403 | 5.408e-09 | -165.3392 | 3.1044e-14 | -270.1605 | -165.3392 | 165.3392 | 49.403
49.5028 | 3.3271e-09 | -169.5586 | 3.4423e-23 | -449.263 | -169.5586 | 169.5586 | 49.5028
49.6026 | 1.9466e-09 | -174.2144 | 3.5687e-14 | -268.9498 | -174.2144 | 174.2144 | 49.6026
49.7024 | 1.0703e-09 | -179.4096 | 1.0868e-12 | -239.2773 | -179.4096 | 179.4096 | 49.7024
49.8022 | 5.4398e-10 | -185.2884 | 8.0617e-12 | -221.8715 | -185.2884 | 185.2884 | 49.8022
49.902 | 2.4941e-10 | -192.0619 | 3.3404e-11 | -209.5241 | -192.0619 | 192.0619 | 49.902
50.0018 | 9.9341e-11 | -200.0574 | 1.005e-10 | -199.957 | -199.957 | 199.957 | 50.0018
50.1016 | 3.2273e-11 | -209.8231 | 2.4684e-10 | -192.1517 | -192.1517 | 192.1517 | 50.1016
50.2014 | 7.5982e-12 | -222.3858 | 5.2701e-10 | -185.5637 | -185.5637 | 185.5637 | 50.2014
50.3012 | 9.9443e-13 | -240.0485 | 1.0154e-09 | -179.8674 | -179.8674 | 179.8674 | 50.3012
50.401 | 3.1106e-14 | -270.143 | 1.8087e-09 | -174.8528 | -174.8528 | 174.8528 | 50.401
50.5008 | 4.592e-26 | -506.7599 | 3.0282e-09 | -170.3762 | -170.3762 | 170.3762 | 50.5008
50.6006 | 2.9205e-14 | -270.6908 | 4.8222e-09 | -166.335 | -166.335 | 166.335 | 50.6006
50.7004 | 9.3542e-13 | -240.5799 | 7.3674e-09 | -162.6537 | -162.6537 | 162.6537 | 50.7004
50.8002 | 7.0582e-12 | -223.0261 | 1.0871e-08 | -159.2746 | -159.2746 | 159.2746 | 50.8002
50.9 | 2.9499e-11 | -210.6037 | 1.5572e-08 | -156.153 | -156.153 | 156.153 | 50.9
50.9998 | 8.9219e-11 | -200.9909 | 2.1743e-08 | -153.2535 | -153.2535 | 153.2535 | 50.9998
51.0996 | 2.1993e-10 | -193.1545 | 2.9691e-08 | -150.5474 | -150.5474 | 150.5474 | 51.0996
51.1994 | 4.7078e-10 | -186.5437 | 3.9759e-08 | -148.0114 | -148.0114 | 148.0114 | 51.1994
51.2992 | 9.0888e-10 | -180.8299 | 5.2324e-08 | -145.626 | -145.626 | 145.626 | 51.2992
51.399 | 1.6216e-09 | -175.8011 | 6.7802e-08 | -143.3751 | -143.3751 | 143.3751 | 51.399
51.4988 | 2.7187e-09 | -171.3128 | 8.6647e-08 | -141.2449 | -141.2449 | 141.2449 | 51.4988
51.5986 | 4.3342e-09 | -167.2618 | 1.0935e-07 | -139.2236 | -139.2236 | 139.2236 | 51.5986
51.6984 | 6.6284e-09 | -163.5719 | 1.3644e-07 | -137.3012 | -137.3012 | 137.3012 | 51.6984
51.7982 | 9.7891e-09 | -160.1852 | 1.6848e-07 | -135.4689 | -135.4689 | 135.4689 | 51.7982
51.898 | 1.4033e-08 | -157.0568 | 2.0608e-07 | -133.7191 | -133.7191 | 133.7191 | 51.898
51.9978 | 1.9609e-08 | -154.1511 | 2.4989e-07 | -132.0451 | -132.0451 | 132.0451 | 51.9978
52.0976 | 2.6794e-08 | -151.4394 | 3.0058e-07 | -130.4409 | -130.4409 | 130.4409 | 52.0976
52.1974 | 3.59e-08 | -148.8981 | 3.5886e-07 | -128.9014 | -128.9014 | 128.9014 | 52.1974
52.2972 | 4.7272e-08 | -146.5079 | 4.2551e-07 | -127.4219 | -127.4219 | 127.4219 | 52.2972
52.397 | 6.1289e-08 | -144.2523 | 5.013e-07 | -125.9981 | -125.9981 | 125.9981 | 52.397
52.4968 | 7.8364e-08 | -142.1177 | 5.8706e-07 | -124.6264 | -124.6264 | 124.6264 | 52.4968
52.5966 | 9.8943e-08 | -140.0923 | 6.8365e-07 | -123.3034 | -123.3034 | 123.3034 | 52.5966
52.6964 | 1.2351e-07 | -138.1659 | 7.9196e-07 | -122.0259 | -122.0259 | 122.0259 | 52.6964
52.7962 | 1.5259e-07 | -136.3297 | 9.1293e-07 | -120.7913 | -120.7913 | 120.7913 | 52.7962
52.896 | 1.8672e-07 | -134.5762 | 1.0475e-06 | -119.5969 | -119.5969 | 119.5969 | 52.896
52.9958 | 2.265e-07 | -132.8985 | 1.1967e-06 | -118.4406 | -118.4406 | 118.4406 | 52.9958
53.0956 | 2.7256e-07 | -131.2909 | 1.3614e-06 | -117.3201 | -117.3201 | 117.3201 | 53.0956
53.1954 | 3.2554e-07 | -129.7479 | 1.5429e-06 | -116.2335 | -116.2335 | 116.2335 | 53.1954
53.2952 | 3.8614e-07 | -128.265 | 1.742e-06 | -115.1791 | -115.1791 | 115.1791 | 53.2952
53.395 | 4.5509e-07 | -126.838 | 1.9599e-06 | -114.1551 | -114.1551 | 114.1551 | 53.395
53.4948 | 5.3315e-07 | -125.463 | 2.1978e-06 | -113.1602 | -113.1602 | 113.1602 | 53.4948
53.5946 | 6.211e-07 | -124.1368 | 2.4567e-06 | -112.1928 | -112.1928 | 112.1928 | 53.5946
53.6944 | 7.1977e-07 | -122.8562 | 2.7379e-06 | -111.2517 | -111.2517 | 111.2517 | 53.6944
53.7942 | 8.3e-07 | -121.6184 | 3.0424e-06 | -110.3356 | -110.3356 | 110.3356 | 53.7942
53.894 | 9.5269e-07 | -120.421 | 3.3715e-06 | -109.4434 | -109.4434 | 109.4434 | 53.894
53.9938 | 1.0887e-06 | -119.2616 | 3.7264e-06 | -108.5741 | -108.5741 | 108.5741 | 53.9938
54.0936 | 1.2391e-06 | -118.138 | 4.1083e-06 | -107.7267 | -107.7267 | 107.7267 | 54.0936
54.1934 | 1.4047e-06 | -117.0485 | 4.5184e-06 | -106.9003 | -106.9003 | 106.9003 | 54.1934
54.2932 | 1.5865e-06 | -115.991 | 4.958e-06 | -106.0939 | -106.0939 | 106.0939 | 54.2932
54.393 | 1.7856e-06 | -114.9641 | 5.4282e-06 | -105.3068 | -105.3068 | 105.3068 | 54.393
54.4928 | 2.003e-06 | -113.9662 | 5.9304e-06 | -104.5383 | -104.5383 | 104.5383 | 54.4928
54.5926 | 2.2398e-06 | -112.9959 | 6.4658e-06 | -103.7875 | -103.7875 | 103.7875 | 54.5926
54.6924 | 2.497e-06 | -112.0518 | 7.0356e-06 | -103.0539 | -103.0539 | 103.0539 | 54.6924
54.7922 | 2.7756e-06 | -111.1328 | 7.6412e-06 | -102.3368 | -102.3368 | 102.3368 | 54.7922
54.892 | 3.0769e-06 | -110.2377 | 8.2836e-06 | -101.6356 | -101.6356 | 101.6356 | 54.892
54.9918 | 3.402e-06 | -109.3654 | 8.9642e-06 | -100.9498 | -100.9498 | 100.9498 | 54.9918
55.0916 | 3.7519e-06 | -108.5151 | 9.6842e-06 | -100.2787 | -100.2787 | 100.2787 | 55.0916
55.1914 | 4.1278e-06 | -107.6857 | 1.0445e-05 | -99.6219 | -99.6219 | 99.6219 | 55.1914
55.2912 | 4.5309e-06 | -106.8764 | 1.1247e-05 | -98.979 | -98.979 | 98.979 | 55.2912
55.391 | 4.9623e-06 | -106.0863 | 1.2093e-05 | -98.3494 | -98.3494 | 98.3494 | 55.391
55.4908 | 5.4232e-06 | -105.3148 | 1.2983e-05 | -97.7328 | -97.7328 | 97.7328 | 55.4908
55.5906 | 5.9148e-06 | -104.5611 | 1.3918e-05 | -97.1286 | -97.1286 | 97.1286 | 55.5906
55.6904 | 6.4383e-06 | -103.8246 | 1.4899e-05 | -96.5366 | -96.5366 | 96.5366 | 55.6904
55.7902 | 6.9948e-06 | -103.1045 | 1.5929e-05 | -95.9563 | -95.9563 | 95.9563 | 55.7902
55.89 | 7.5855e-06 | -102.4003 | 1.7007e-05 | -95.3875 | -95.3875 | 95.3875 | 55.89
55.9898 | 8.2115e-06 | -101.7115 | 1.8135e-05 | -94.8297 | -94.8297 | 94.8297 | 55.9898
56.0896 | 8.8741e-06 | -101.0375 | 1.9314e-05 | -94.2826 | -94.2826 | 94.2826 | 56.0896
56.1894 | 9.5745e-06 | -100.3777 | 2.0545e-05 | -93.746 | -93.746 | 93.746 | 56.1894
56.2892 | 1.0314e-05 | -99.7318 | 2.1829e-05 | -93.2195 | -93.2195 | 93.2195 | 56.2892
56.389 | 1.1093e-05 | -99.0992 | 2.3166e-05 | -92.7028 | -92.7028 | 92.7028 | 56.389
56.4888 | 1.1913e-05 | -98.4795 | 2.4559e-05 | -92.1958 | -92.1958 | 92.1958 | 56.4888
56.5886 | 1.2776e-05 | -97.8723 | 2.6007e-05 | -91.6981 | -91.6981 | 91.6981 | 56.5886
56.6884 | 1.3682e-05 | -97.2773 | 2.7512e-05 | -91.2094 | -91.2094 | 91.2094 | 56.6884
56.7882 | 1.4632e-05 | -96.6939 | 2.9075e-05 | -90.7296 | -90.7296 | 90.7296 | 56.7882
56.888 | 1.5628e-05 | -96.122 | 3.0696e-05 | -90.2584 | -90.2584 | 90.2584 | 56.888
56.9878 | 1.667e-05 | -95.5611 | 3.2375e-05 | -89.7957 | -89.7957 | 89.7957 | 56.9878
57.0876 | 1.776e-05 | -95.011 | 3.4115e-05 | -89.3411 | -89.3411 | 89.3411 | 57.0876
57.1874 | 1.8899e-05 | -94.4712 | 3.5915e-05 | -88.8945 | -88.8945 | 88.8945 | 57.1874
57.2872 | 2.0087e-05 | -93.9416 | 3.7776e-05 | -88.4557 | -88.4557 | 88.4557 | 57.2872
57.387 | 2.1326e-05 | -93.4218 | 3.9698e-05 | -88.0245 | -88.0245 | 88.0245 | 57.387
57.4868 | 2.2616e-05 | -92.9116 | 4.1683e-05 | -87.6008 | -87.6008 | 87.6008 | 57.4868
57.5866 | 2.3959e-05 | -92.4107 | 4.3731e-05 | -87.1843 | -87.1843 | 87.1843 | 57.5866
57.6864 | 2.5355e-05 | -91.9189 | 4.5841e-05 | -86.7749 | -86.7749 | 86.7749 | 57.6864
57.7862 | 2.6804e-05 | -91.4359 | 4.8015e-05 | -86.3725 | -86.3725 | 86.3725 | 57.7862
57.886 | 2.8309e-05 | -90.9615 | 5.0253e-05 | -85.9768 | -85.9768 | 85.9768 | 57.886
57.9858 | 2.9869e-05 | -90.4955 | 5.2554e-05 | -85.5878 | -85.5878 | 85.5878 | 57.9858
58.0856 | 3.1486e-05 | -90.0377 | 5.492e-05 | -85.2053 | -85.2053 | 85.2053 | 58.0856
58.1854 | 3.316e-05 | -89.5878 | 5.7351e-05 | -84.8292 | -84.8292 | 84.8292 | 58.1854
58.2852 | 3.4891e-05 | -89.1457 | 5.9846e-05 | -84.4592 | -84.4592 | 84.4592 | 58.2852
58.385 | 3.6681e-05 | -88.7113 | 6.2407e-05 | -84.0954 | -84.0954 | 84.0954 | 58.385
58.4848 | 3.8529e-05 | -88.2842 | 6.5031e-05 | -83.7375 | -83.7375 | 83.7375 | 58.4848
58.5846 | 4.0437e-05 | -87.8644 | 6.7721e-05 | -83.3855 | -83.3855 | 83.3855 | 58.5846
58.6844 | 4.2405e-05 | -87.4517 | 7.0475e-05 | -83.0393 | -83.0393 | 83.0393 | 58.6844
58.7842 | 4.4433e-05 | -87.0459 | 7.3294e-05 | -82.6986 | -82.6986 | 82.6986 | 58.7842
58.884 | 4.6522e-05 | -86.6468 | 7.6177e-05 | -82.3635 | -82.3635 | 82.3635 | 58.884
58.9838 | 4.8672e-05 | -86.2544 | 7.9124e-05 | -82.0338 | -82.0338 | 82.0338 | 58.9838
59.0836 | 5.0883e-05 | -85.8685 | 8.2135e-05 | -81.7094 | -81.7094 | 81.7094 | 59.0836
59.1834 | 5.3156e-05 | -85.4889 | 8.521e-05 | -81.3902 | -81.3902 | 81.3902 | 59.1834
59.2832 | 5.5491e-05 | -85.1155 | 8.8347e-05 | -81.0762 | -81.0762 | 81.0762 | 59.2832
59.383 | 5.7888e-05 | -84.7482 | 9.1547e-05 | -80.7671 | -80.7671 | 80.7671 | 59.383
59.4828 | 6.0347e-05 | -84.3869 | 9.4809e-05 | -80.463 | -80.463 | 80.463 | 59.4828
59.5826 | 6.2869e-05 | -84.0313 | 9.8132e-05 | -80.1638 | -80.1638 | 80.1638 | 59.5826
59.6824 | 6.5452e-05 | -83.6815 | 0.00010152 | -79.8693 | -79.8693 | 79.8693 | 59.6824
59.7822 | 6.8098e-05 | -83.3373 | 0.00010496 | -79.5795 | -79.5795 | 79.5795 | 59.7822
59.882 | 7.0806e-05 | -82.9986 | 0.00010846 | -79.2943 | -79.2943 | 79.2943 | 59.882
59.9818 | 7.3575e-05 | -82.6653 | 0.00011203 | -79.0136 | -79.0136 | 79.0136 | 59.9818
60.0816 | 7.6407e-05 | -82.3373 | 0.00011565 | -78.7374 | -78.7374 | 78.7374 | 60.0816
60.1814 | 7.93e-05 | -82.0145 | 0.00011932 | -78.4656 | -78.4656 | 78.4656 | 60.1814
60.2812 | 8.2255e-05 | -81.6968 | 0.00012305 | -78.1981 | -78.1981 | 78.1981 | 60.2812
60.381 | 8.527e-05 | -81.3841 | 0.00012684 | -77.9348 | -77.9348 | 77.9348 | 60.381
60.4808 | 8.8346e-05 | -81.0763 | 0.00013068 | -77.6757 | -77.6757 | 77.6757 | 60.4808
60.5806 | 9.1482e-05 | -80.7733 | 0.00013458 | -77.4207 | -77.4207 | 77.4207 | 60.5806
60.6804 | 9.4677e-05 | -80.4751 | 0.00013852 | -77.1698 | -77.1698 | 77.1698 | 60.6804
60.7802 | 9.7932e-05 | -80.1815 | 0.00014251 | -76.9228 | -76.9228 | 76.9228 | 60.7802
60.88 | 0.00010124 | -79.8926 | 0.00014656 | -76.6798 | -76.6798 | 76.6798 | 60.88
60.9798 | 0.00010462 | -79.6081 | 0.00015065 | -76.4406 | -76.4406 | 76.4406 | 60.9798
61.0796 | 0.00010804 | -79.3281 | 0.00015479 | -76.2053 | -76.2053 | 76.2053 | 61.0796
61.1794 | 0.00011153 | -79.0524 | 0.00015897 | -75.9737 | -75.9737 | 75.9737 | 61.1794
61.2792 | 0.00011507 | -78.781 | 0.0001632 | -75.7459 | -75.7459 | 75.7459 | 61.2792
61.379 | 0.00011866 | -78.5138 | 0.00016746 | -75.5216 | -75.5216 | 75.5216 | 61.379
61.4788 | 0.00012231 | -78.2508 | 0.00017177 | -75.301 | -75.301 | 75.301 | 61.4788
61.5786 | 0.00012601 | -77.9919 | 0.00017612 | -75.084 | -75.084 | 75.084 | 61.5786
61.6784 | 0.00012976 | -77.737 | 0.0001805 | -74.8704 | -74.8704 | 74.8704 | 61.6784
61.7782 | 0.00013357 | -77.4861 | 0.00018492 | -74.6603 | -74.6603 | 74.6603 | 61.7782
61.878 | 0.00013742 | -77.239 | 0.00018937 | -74.4537 | -74.4537 | 74.4537 | 61.878
61.9778 | 0.00014132 | -76.9959 | 0.00019386 | -74.2504 | -74.2504 | 74.2504 | 61.9778
62.0776 | 0.00014527 | -76.7565 | 0.00019837 | -74.0504 | -74.0504 | 74.0504 | 62.0776
62.1774 | 0.00014927 | -76.5208 | 0.00020292 | -73.8537 | -73.8537 | 73.8537 | 62.1774
62.2772 | 0.00015331 | -76.2888 | 0.00020748 | -73.6603 | -73.6603 | 73.6603 | 62.2772
62.377 | 0.00015739 | -76.0605 | 0.00021208 | -73.47 | -73.47 | 73.47 | 62.377
62.4768 | 0.00016151 | -75.8358 | 0.0002167 | -73.283 | -73.283 | 73.283 | 62.4768
62.5766 | 0.00016568 | -75.6145 | 0.00022133 | -73.099 | -73.099 | 73.099 | 62.5766
62.6764 | 0.00016989 | -75.3968 | 0.00022599 | -72.9182 | -72.9182 | 72.9182 | 62.6764
62.7762 | 0.00017413 | -75.1825 | 0.00023067 | -72.7404 | -72.7404 | 72.7404 | 62.7762
62.876 | 0.00017841 | -74.9716 | 0.00023535 | -72.5656 | -72.5656 | 72.5656 | 62.876
62.9758 | 0.00018273 | -74.764 | 0.00024006 | -72.3938 | -72.3938 | 72.3938 | 62.9758
63.0756 | 0.00018707 | -74.5597 | 0.00024477 | -72.2249 | -72.2249 | 72.2249 | 63.0756
63.1754 | 0.00019145 | -74.3587 | 0.00024949 | -72.059 | -72.059 | 72.059 | 63.1754
63.2752 | 0.00019586 | -74.1609 | 0.00025422 | -71.8959 | -71.8959 | 71.8959 | 63.2752
63.375 | 0.0002003 | -73.9663 | 0.00025895 | -71.7357 | -71.7357 | 71.7357 | 63.375
63.4748 | 0.00020477 | -73.7749 | 0.00026368 | -71.5784 | -71.5784 | 71.5784 | 63.4748
63.5746 | 0.00020925 | -73.5865 | 0.00026842 | -71.4238 | -71.4238 | 71.4238 | 63.5746
63.6744 | 0.00021377 | -73.4012 | 0.00027315 | -71.272 | -71.272 | 71.272 | 63.6744
63.7742 | 0.0002183 | -73.2189 | 0.00027788 | -71.1229 | -71.1229 | 71.1229 | 63.7742
63.874 | 0.00022285 | -73.0397 | 0.0002826 | -70.9765 | -70.9765 | 70.9765 | 63.874
63.9738 | 0.00022742 | -72.8633 | 0.00028731 | -70.8328 | -70.8328 | 70.8328 | 63.9738
64.0736 | 0.00023201 | -72.6899 | 0.00029202 | -70.6918 | -70.6918 | 70.6918 | 64.0736
64.1734 | 0.00023661 | -72.5194 | 0.00029671 | -70.5534 | -70.5534 | 70.5534 | 64.1734
64.2732 | 0.00024122 | -72.3518 | 0.00030138 | -70.4176 | -70.4176 | 70.4176 | 64.2732
64.373 | 0.00024584 | -72.1869 | 0.00030604 | -70.2843 | -70.2843 | 70.2843 | 64.373
64.4728 | 0.00025047 | -72.0249 | 0.00031068 | -70.1537 | -70.1537 | 70.1537 | 64.4728
64.5726 | 0.0002551 | -71.8657 | 0.0003153 | -70.0255 | -70.0255 | 70.0255 | 64.5726
64.6724 | 0.00025974 | -71.7091 | 0.00031989 | -69.8999 | -69.8999 | 69.8999 | 64.6724
64.7722 | 0.00026438 | -71.5553 | 0.00032446 | -69.7767 | -69.7767 | 69.7767 | 64.7722
64.872 | 0.00026902 | -71.4042 | 0.000329 | -69.656 | -69.656 | 69.656 | 64.872
64.9718 | 0.00027366 | -71.2557 | 0.00033351 | -69.5377 | -69.5377 | 69.5377 | 64.9718
65.0716 | 0.0002783 | -71.1098 | 0.00033799 | -69.4219 | -69.4219 | 69.4219 | 65.0716
65.1714 | 0.00028293 | -70.9665 | 0.00034244 | -69.3084 | -69.3084 | 69.3084 | 65.1714
65.2712 | 0.00028755 | -70.8259 | 0.00034684 | -69.1974 | -69.1974 | 69.1974 | 65.2712
65.371 | 0.00029216 | -70.6877 | 0.00035121 | -69.0886 | -69.0886 | 69.0886 | 65.371
65.4708 | 0.00029675 | -70.5521 | 0.00035554 | -68.9822 | -68.9822 | 68.9822 | 65.4708
65.5706 | 0.00030134 | -70.419 | 0.00035982 | -68.8782 | -68.8782 | 68.8782 | 65.5706
65.6704 | 0.0003059 | -70.2883 | 0.00036407 | -68.7764 | -68.7764 | 68.7764 | 65.6704
65.7702 | 0.00031045 | -70.1601 | 0.00036826 | -68.6769 | -68.6769 | 68.6769 | 65.7702
65.87 | 0.00031498 | -70.0344 | 0.0003724 | -68.5797 | -68.5797 | 68.5797 | 65.87
65.9698 | 0.00031948 | -69.911 | 0.0003765 | -68.4847 | -68.4847 | 68.4847 | 65.9698
66.0696 | 0.00032396 | -69.79 | 0.00038054 | -68.392 | -68.392 | 68.392 | 66.0696
66.1694 | 0.00032842 | -69.6714 | 0.00038453 | -68.3015 | -68.3015 | 68.3015 | 66.1694
66.2692 | 0.00033284 | -69.5552 | 0.00038846 | -68.2131 | -68.2131 | 68.2131 | 66.2692
66.369 | 0.00033724 | -69.4413 | 0.00039233 | -68.127 | -68.127 | 68.127 | 66.369
66.4688 | 0.0003416 | -69.3296 | 0.00039614 | -68.043 | -68.043 | 68.043 | 66.4688
66.5686 | 0.00034593 | -69.2203 | 0.00039989 | -67.9611 | -67.9611 | 67.9611 | 66.5686
66.6684 | 0.00035022 | -69.1132 | 0.00040358 | -67.8814 | -67.8814 | 67.8814 | 66.6684
66.7682 | 0.00035447 | -69.0084 | 0.0004072 | -67.8038 | -67.8038 | 67.8038 | 66.7682
66.868 | 0.00035868 | -68.9058 | 0.00041075 | -67.7284 | -67.7284 | 67.7284 | 66.868
66.9678 | 0.00036285 | -68.8054 | 0.00041424 | -67.655 | -67.655 | 67.655 | 66.9678
67.0676 | 0.00036698 | -68.7073 | 0.00041765 | -67.5837 | -67.5837 | 67.5837 | 67.0676
67.1674 | 0.00037105 | -68.6113 | 0.000421 | -67.5144 | -67.5144 | 67.5144 | 67.1674
67.2672 | 0.00037508 | -68.5174 | 0.00042427 | -67.4472 | -67.4472 | 67.4472 | 67.2672
67.367 | 0.00037906 | -68.4257 | 0.00042746 | -67.3821 | -67.3821 | 67.3821 | 67.367
67.4668 | 0.00038299 | -68.3362 | 0.00043058 | -67.3189 | -67.3189 | 67.3189 | 67.4668
67.5666 | 0.00038687 | -68.2488 | 0.00043362 | -67.2578 | -67.2578 | 67.2578 | 67.5666
67.6664 | 0.00039069 | -68.1634 | 0.00043658 | -67.1987 | -67.1987 | 67.1987 | 67.6664
67.7662 | 0.00039445 | -68.0802 | 0.00043946 | -67.1416 | -67.1416 | 67.1416 | 67.7662
67.866 | 0.00039815 | -67.999 | 0.00044226 | -67.0865 | -67.0865 | 67.0865 | 67.866
67.9658 | 0.0004018 | -67.9199 | 0.00044497 | -67.0333 | -67.0333 | 67.0333 | 67.9658
68.0656 | 0.00040538 | -67.8428 | 0.00044761 | -66.9821 | -66.9821 | 66.9821 | 68.0656
68.1654 | 0.0004089 | -67.7677 | 0.00045015 | -66.9328 | -66.9328 | 66.9328 | 68.1654
68.2652 | 0.00041235 | -67.6947 | 0.00045261 | -66.8855 | -66.8855 | 66.8855 | 68.2652
68.365 | 0.00041573 | -67.6237 | 0.00045498 | -66.8401 | -66.8401 | 66.8401 | 68.365
68.4648 | 0.00041905 | -67.5546 | 0.00045727 | -66.7966 | -66.7966 | 66.7966 | 68.4648
68.5646 | 0.0004223 | -67.4876 | 0.00045946 | -66.755 | -66.755 | 66.755 | 68.5646
68.6644 | 0.00042548 | -67.4225 | 0.00046156 | -66.7154 | -66.7154 | 66.7154 | 68.6644
68.7642 | 0.00042858 | -67.3594 | 0.00046358 | -66.6776 | -66.6776 | 66.6776 | 68.7642
68.864 | 0.00043161 | -67.2982 | 0.0004655 | -66.6417 | -66.6417 | 66.6417 | 68.864
68.9638 | 0.00043456 | -67.2389 | 0.00046732 | -66.6076 | -66.6076 | 66.6076 | 68.9638
69.0636 | 0.00043744 | -67.1816 | 0.00046906 | -66.5755 | -66.5755 | 66.5755 | 69.0636
69.1634 | 0.00044024 | -67.1261 | 0.0004707 | -66.5452 | -66.5452 | 66.5452 | 69.1634
69.2632 | 0.00044297 | -67.0726 | 0.00047224 | -66.5167 | -66.5167 | 66.5167 | 69.2632
69.363 | 0.00044561 | -67.021 | 0.00047369 | -66.4901 | -66.4901 | 66.4901 | 69.363
69.4628 | 0.00044817 | -66.9712 | 0.00047505 | -66.4653 | -66.4653 | 66.4653 | 69.4628
69.5626 | 0.00045064 | -66.9233 | 0.0004763 | -66.4423 | -66.4423 | 66.4423 | 69.5626
69.6624 | 0.00045304 | -66.8773 | 0.00047747 | -66.4211 | -66.4211 | 66.4211 | 69.6624
69.7622 | 0.00045535 | -66.8331 | 0.00047853 | -66.4018 | -66.4018 | 66.4018 | 69.7622
69.862 | 0.00045757 | -66.7908 | 0.0004795 | -66.3843 | -66.3843 | 66.3843 | 69.862
69.9618 | 0.00045971 | -66.7502 | 0.00048037 | -66.3685 | -66.3685 | 66.3685 | 69.9618
70.0616 | 0.00046177 | -66.7116 | 0.00048114 | -66.3545 | -66.3545 | 66.3545 | 70.0616
70.1614 | 0.00046373 | -66.6747 | 0.00048182 | -66.3424 | -66.3424 | 66.3424 | 70.1614
70.2612 | 0.00046561 | -66.6396 | 0.00048239 | -66.332 | -66.332 | 66.332 | 70.2612
70.361 | 0.00046739 | -66.6064 | 0.00048287 | -66.3234 | -66.3234 | 66.3234 | 70.361
70.4608 | 0.00046909 | -66.5749 | 0.00048325 | -66.3165 | -66.3165 | 66.3165 | 70.4608
70.5606 | 0.0004707 | -66.5452 | 0.00048354 | -66.3114 | -66.3114 | 66.3114 | 70.5606
70.6604 | 0.00047221 | -66.5173 | 0.00048372 | -66.308 | -66.308 | 66.308 | 70.6604
70.7602 | 0.00047364 | -66.4911 | 0.00048381 | -66.3065 | -66.3065 | 66.3065 | 70.7602
70.86 | 0.00047497 | -66.4667 | 0.0004838 | -66.3066 | -66.3066 | 66.3066 | 70.86
70.9598 | 0.00047621 | -66.4441 | 0.0004837 | -66.3085 | -66.3085 | 66.3085 | 70.9598
71.0596 | 0.00047736 | -66.4232 | 0.0004835 | -66.3121 | -66.3121 | 66.3121 | 71.0596
71.1594 | 0.00047841 | -66.404 | 0.0004832 | -66.3175 | -66.3175 | 66.3175 | 71.1594
71.2592 | 0.00047937 | -66.3866 | 0.00048281 | -66.3245 | -66.3245 | 66.3245 | 71.2592
71.359 | 0.00048024 | -66.3709 | 0.00048232 | -66.3333 | -66.3333 | 66.3333 | 71.359
71.4588 | 0.00048101 | -66.3569 | 0.00048173 | -66.3439 | -66.3439 | 66.3439 | 71.4588
71.5586 | 0.00048169 | -66.3446 | 0.00048106 | -66.3561 | -66.3446 | 66.3446 | 71.5586
71.6584 | 0.00048228 | -66.3341 | 0.00048028 | -66.37 | -66.3341 | 66.3341 | 71.6584
71.7582 | 0.00048277 | -66.3252 | 0.00047942 | -66.3857 | -66.3252 | 66.3252 | 71.7582
71.858 | 0.00048316 | -66.3181 | 0.00047846 | -66.403 | -66.3181 | 66.3181 | 71.858
71.9578 | 0.00048347 | -66.3126 | 0.00047742 | -66.4221 | -66.3126 | 66.3126 | 71.9578
72.0576 | 0.00048368 | -66.3089 | 0.00047628 | -66.4428 | -66.3089 | 66.3089 | 72.0576
72.1574 | 0.0004838 | -66.3068 | 0.00047505 | -66.4653 | -66.3068 | 66.3068 | 72.1574
72.2572 | 0.00048382 | -66.3064 | 0.00047373 | -66.4894 | -66.3064 | 66.3064 | 72.2572
72.357 | 0.00048375 | -66.3076 | 0.00047232 | -66.5152 | -66.3076 | 66.3076 | 72.357
72.4568 | 0.00048358 | -66.3105 | 0.00047083 | -66.5427 | -66.3105 | 66.3105 | 72.4568
72.5566 | 0.00048333 | -66.3151 | 0.00046925 | -66.5719 | -66.3151 | 66.3151 | 72.5566
72.6564 | 0.00048298 | -66.3214 | 0.00046759 | -66.6028 | -66.3214 | 66.3214 | 72.6564
72.7562 | 0.00048254 | -66.3293 | 0.00046584 | -66.6353 | -66.3293 | 66.3293 | 72.7562
72.856 | 0.00048201 | -66.3389 | 0.00046401 | -66.6695 | -66.3389 | 66.3389 | 72.856
72.9558 | 0.00048139 | -66.3501 | 0.00046209 | -66.7054 | -66.3501 | 66.3501 | 72.9558
73.0556 | 0.00048068 | -66.3629 | 0.0004601 | -66.743 | -66.3629 | 66.3629 | 73.0556
73.1554 | 0.00047988 | -66.3774 | 0.00045803 | -66.7822 | -66.3774 | 66.3774 | 73.1554
73.2552 | 0.00047899 | -66.3935 | 0.00045587 | -66.8231 | -66.3935 | 66.3935 | 73.2552
73.355 | 0.00047801 | -66.4113 | 0.00045364 | -66.8657 | -66.4113 | 66.4113 | 73.355
73.4548 | 0.00047694 | -66.4307 | 0.00045134 | -66.9099 | -66.4307 | 66.4307 | 73.4548
73.5546 | 0.00047579 | -66.4517 | 0.00044896 | -66.9559 | -66.4517 | 66.4517 | 73.5546
73.6544 | 0.00047455 | -66.4744 | 0.00044651 | -67.0034 | -66.4744 | 66.4744 | 73.6544
73.7542 | 0.00047323 | -66.4986 | 0.00044398 | -67.0527 | -66.4986 | 66.4986 | 73.7542
73.854 | 0.00047182 | -66.5245 | 0.00044139 | -67.1036 | -66.5245 | 66.5245 | 73.854
73.9538 | 0.00047032 | -66.552 | 0.00043873 | -67.1561 | -66.552 | 66.552 | 73.9538
74.0536 | 0.00046875 | -66.5812 | 0.00043599 | -67.2104 | -66.5812 | 66.5812 | 74.0536
74.1534 | 0.00046709 | -66.6119 | 0.0004332 | -67.2663 | -66.6119 | 66.6119 | 74.1534
74.2532 | 0.00046536 | -66.6443 | 0.00043034 | -67.3238 | -66.6443 | 66.6443 | 74.2532
74.353 | 0.00046354 | -66.6782 | 0.00042741 | -67.3831 | -66.6782 | 66.6782 | 74.353
74.4528 | 0.00046165 | -66.7138 | 0.00042443 | -67.4439 | -66.7138 | 66.7138 | 74.4528
74.5526 | 0.00045968 | -66.751 | 0.00042138 | -67.5065 | -66.751 | 66.751 | 74.5526
74.6524 | 0.00045763 | -66.7898 | 0.00041828 | -67.5707 | -66.7898 | 66.7898 | 74.6524
74.7522 | 0.0004555 | -66.8302 | 0.00041512 | -67.6366 | -66.8302 | 66.8302 | 74.7522
74.852 | 0.00045331 | -66.8721 | 0.0004119 | -67.7042 | -66.8721 | 66.8721 | 74.852
74.9518 | 0.00045104 | -66.9157 | 0.00040863 | -67.7734 | -66.9157 | 66.9157 | 74.9518
75.0516 | 0.0004487 | -66.9609 | 0.00040531 | -67.8443 | -66.9609 | 66.9609 | 75.0516
75.1514 | 0.00044629 | -67.0077 | 0.00040194 | -67.9168 | -67.0077 | 67.0077 | 75.1514
75.2512 | 0.00044381 | -67.0561 | 0.00039852 | -67.991 | -67.0561 | 67.0561 | 75.2512
75.351 | 0.00044126 | -67.1061 | 0.00039505 | -68.0669 | -67.1061 | 67.1061 | 75.351
75.4508 | 0.00043865 | -67.1577 | 0.00039154 | -68.1445 | -67.1577 | 67.1577 | 75.4508
75.5506 | 0.00043597 | -67.2109 | 0.00038798 | -68.2238 | -67.2109 | 67.2109 | 75.5506
75.6504 | 0.00043323 | -67.2657 | 0.00038438 | -68.3047 | -67.2657 | 67.2657 | 75.6504
75.7502 | 0.00043042 | -67.3221 | 0.00038074 | -68.3873 | -67.3221 | 67.3221 | 75.7502
75.85 | 0.00042756 | -67.3801 | 0.00037707 | -68.4716 | -67.3801 | 67.3801 | 75.85
75.9498 | 0.00042464 | -67.4397 | 0.00037335 | -68.5576 | -67.4397 | 67.4397 | 75.9498
76.0496 | 0.00042166 | -67.5008 | 0.0003696 | -68.6453 | -67.5008 | 67.5008 | 76.0496
76.1494 | 0.00041862 | -67.5636 | 0.00036582 | -68.7346 | -67.5636 | 67.5636 | 76.1494
76.2492 | 0.00041553 | -67.628 | 0.00036201 | -68.8257 | -67.628 | 67.628 | 76.2492
76.349 | 0.00041238 | -67.694 | 0.00035816 | -68.9184 | -67.694 | 67.694 | 76.349
76.4488 | 0.00040919 | -67.7616 | 0.00035429 | -69.0129 | -67.7616 | 67.7616 | 76.4488
76.5486 | 0.00040594 | -67.8308 | 0.00035039 | -69.109 | -67.8308 | 67.8308 | 76.5486
76.6484 | 0.00040264 | -67.9016 | 0.00034646 | -69.2069 | -67.9016 | 67.9016 | 76.6484
76.7482 | 0.0003993 | -67.974 | 0.00034251 | -69.3064 | -67.974 | 67.974 | 76.7482
76.848 | 0.00039591 | -68.048 | 0.00033854 | -69.4077 | -68.048 | 68.048 | 76.848
76.9478 | 0.00039248 | -68.1236 | 0.00033455 | -69.5107 | -68.1236 | 68.1236 | 76.9478
77.0476 | 0.00038901 | -68.2008 | 0.00033054 | -69.6154 | -68.2008 | 68.2008 | 77.0476
77.1474 | 0.00038549 | -68.2797 | 0.00032652 | -69.7218 | -68.2797 | 68.2797 | 77.1474
77.2472 | 0.00038194 | -68.3601 | 0.00032248 | -69.83 | -68.3601 | 68.3601 | 77.2472
77.347 | 0.00037835 | -68.4422 | 0.00031842 | -69.9399 | -68.4422 | 68.4422 | 77.347
77.4468 | 0.00037472 | -68.5259 | 0.00031436 | -70.0516 | -68.5259 | 68.5259 | 77.4468
77.5466 | 0.00037106 | -68.6112 | 0.00031028 | -70.165 | -68.6112 | 68.6112 | 77.5466
77.6464 | 0.00036736 | -68.6981 | 0.00030619 | -70.2801 | -68.6981 | 68.6981 | 77.6464
77.7462 | 0.00036364 | -68.7867 | 0.0003021 | -70.397 | -68.7867 | 68.7867 | 77.7462
77.846 | 0.00035988 | -68.8768 | 0.000298 | -70.5156 | -68.8768 | 68.8768 | 77.846
77.9458 | 0.0003561 | -68.9687 | 0.0002939 | -70.636 | -68.9687 | 68.9687 | 77.9458
78.0456 | 0.00035229 | -69.0621 | 0.00028979 | -70.7582 | -69.0621 | 69.0621 | 78.0456
78.1454 | 0.00034845 | -69.1572 | 0.00028569 | -70.8822 | -69.1572 | 69.1572 | 78.1454
78.2452 | 0.00034459 | -69.2539 | 0.00028158 | -71.0079 | -69.2539 | 69.2539 | 78.2452
78.345 | 0.00034071 | -69.3523 | 0.00027748 | -71.1355 | -69.3523 | 69.3523 | 78.345
78.4448 | 0.00033681 | -69.4523 | 0.00027338 | -71.2648 | -69.4523 | 69.4523 | 78.4448
78.5446 | 0.00033289 | -69.554 | 0.00026928 | -71.3959 | -69.554 | 69.554 | 78.5446
78.6444 | 0.00032895 | -69.6573 | 0.00026519 | -71.5289 | -69.6573 | 69.6573 | 78.6444
78.7442 | 0.000325 | -69.7623 | 0.00026111 | -71.6636 | -69.7623 | 69.7623 | 78.7442
78.844 | 0.00032104 | -69.869 | 0.00025703 | -71.8002 | -69.869 | 69.869 | 78.844
78.9438 | 0.00031706 | -69.9773 | 0.00025297 | -71.9386 | -69.9773 | 69.9773 | 78.9438
79.0436 | 0.00031307 | -70.0873 | 0.00024892 | -72.0788 | -70.0873 | 70.0873 | 79.0436
79.1434 | 0.00030907 | -70.1989 | 0.00024488 | -72.2209 | -70.1989 | 70.1989 | 79.1434
79.2432 | 0.00030506 | -70.3123 | 0.00024086 | -72.3649 | -70.3123 | 70.3123 | 79.2432
79.343 | 0.00030105 | -70.4273 | 0.00023685 | -72.5107 | -70.4273 | 70.4273 | 79.343
79.4428 | 0.00029703 | -70.544 | 0.00023285 | -72.6583 | -70.544 | 70.544 | 79.4428
79.5426 | 0.00029301 | -70.6625 | 0.00022888 | -72.8079 | -70.6625 | 70.6625 | 79.5426
79.6424 | 0.00028898 | -70.7826 | 0.00022492 | -72.9593 | -70.7826 | 70.7826 | 79.6424
79.7422 | 0.00028496 | -70.9044 | 0.00022099 | -73.1126 | -70.9044 | 70.9044 | 79.7422
79.842 | 0.00028093 | -71.028 | 0.00021707 | -73.2679 | -71.028 | 71.028 | 79.842
79.9418 | 0.00027691 | -71.1532 | 0.00021318 | -73.425 | -71.1532 | 71.1532 | 79.9418
80.0416 | 0.00027289 | -71.2802 | 0.00020931 | -73.5841 | -71.2802 | 71.2802 | 80.0416
80.1414 | 0.00026888 | -71.409 | 0.00020547 | -73.7451 | -71.409 | 71.409 | 80.1414
80.2412 | 0.00026487 | -71.5394 | 0.00020165 | -73.908 | -71.5394 | 71.5394 | 80.2412
80.341 | 0.00026087 | -71.6716 | 0.00019786 | -74.0729 | -71.6716 | 71.6716 | 80.341
80.4408 | 0.00025687 | -71.8056 | 0.00019409 | -74.2398 | -71.8056 | 71.8056 | 80.4408
80.5406 | 0.00025289 | -71.9413 | 0.00019036 | -74.4086 | -71.9413 | 71.9413 | 80.5406
80.6404 | 0.00024892 | -72.0788 | 0.00018665 | -74.5794 | -72.0788 | 72.0788 | 80.6404
80.7402 | 0.00024496 | -72.218 | 0.00018297 | -74.7522 | -72.218 | 72.218 | 80.7402
80.84 | 0.00024102 | -72.3591 | 0.00017933 | -74.9271 | -72.3591 | 72.3591 | 80.84
80.9398 | 0.00023709 | -72.5019 | 0.00017571 | -75.1039 | -72.5019 | 72.5019 | 80.9398
81.0396 | 0.00023317 | -72.6465 | 0.00017213 | -75.2828 | -72.6465 | 72.6465 | 81.0396
81.1394 | 0.00022927 | -72.7929 | 0.00016858 | -75.4637 | -72.7929 | 72.7929 | 81.1394
81.2392 | 0.00022539 | -72.9411 | 0.00016507 | -75.6467 | -72.9411 | 72.9411 | 81.2392
81.339 | 0.00022153 | -73.0912 | 0.00016159 | -75.8317 | -73.0912 | 73.0912 | 81.339
81.4388 | 0.00021769 | -73.2431 | 0.00015815 | -76.0189 | -73.2431 | 73.2431 | 81.4388
81.5386 | 0.00021388 | -73.3968 | 0.00015474 | -76.2081 | -73.3968 | 73.3968 | 81.5386
81.6384 | 0.00021008 | -73.5523 | 0.00015137 | -76.3994 | -73.5523 | 73.5523 | 81.6384
81.7382 | 0.00020631 | -73.7098 | 0.00014803 | -76.5929 | -73.7098 | 73.7098 | 81.7382
81.838 | 0.00020256 | -73.869 | 0.00014474 | -76.7885 | -73.869 | 73.869 | 81.838
81.9378 | 0.00019883 | -74.0302 | 0.00014148 | -76.9862 | -74.0302 | 74.0302 | 81.9378
82.0376 | 0.00019514 | -74.1932 | 0.00013826 | -77.1862 | -74.1932 | 74.1932 | 82.0376
82.1374 | 0.00019147 | -74.3582 | 0.00013508 | -77.3883 | -74.3582 | 74.3582 | 82.1374
82.2372 | 0.00018782 | -74.525 | 0.00013194 | -77.5926 | -74.525 | 74.525 | 82.2372
82.337 | 0.00018421 | -74.6938 | 0.00012884 | -77.7991 | -74.6938 | 74.6938 | 82.337
82.4368 | 0.00018063 | -74.8644 | 0.00012578 | -78.0078 | -74.8644 | 74.8644 | 82.4368
82.5366 | 0.00017707 | -75.0371 | 0.00012276 | -78.2188 | -75.0371 | 75.0371 | 82.5366
82.6364 | 0.00017355 | -75.2116 | 0.00011978 | -78.4321 | -75.2116 | 75.2116 | 82.6364
82.7362 | 0.00017006 | -75.3881 | 0.00011685 | -78.6476 | -75.3881 | 75.3881 | 82.7362
82.836 | 0.0001666 | -75.5666 | 0.00011395 | -78.8655 | -75.5666 | 75.5666 | 82.836
82.9358 | 0.00016317 | -75.7471 | 0.0001111 | -79.0857 | -75.7471 | 75.7471 | 82.9358
83.0356 | 0.00015978 | -75.9296 | 0.00010829 | -79.3082 | -75.9296 | 75.9296 | 83.0356
83.1354 | 0.00015642 | -76.1141 | 0.00010552 | -79.533 | -76.1141 | 76.1141 | 83.1354
83.2352 | 0.0001531 | -76.3006 | 0.0001028 | -79.7603 | -76.3006 | 76.3006 | 83.2352
83.335 | 0.00014981 | -76.4891 | 0.00010012 | -79.9899 | -76.4891 | 76.4891 | 83.335
83.4348 | 0.00014656 | -76.6797 | 9.7477e-05 | -80.222 | -76.6797 | 76.6797 | 83.4348
83.5346 | 0.00014335 | -76.8723 | 9.4881e-05 | -80.4564 | -76.8723 | 76.8723 | 83.5346
83.6344 | 0.00014017 | -77.067 | 9.2327e-05 | -80.6934 | -77.067 | 77.067 | 83.6344
83.7342 | 0.00013703 | -77.2639 | 8.9817e-05 | -80.9328 | -77.2639 | 77.2639 | 83.7342
83.834 | 0.00013393 | -77.4628 | 8.735e-05 | -81.1747 | -77.4628 | 77.4628 | 83.834
83.9338 | 0.00013086 | -77.6638 | 8.4926e-05 | -81.4192 | -77.6638 | 77.6638 | 83.9338
84.0336 | 0.00012784 | -77.867 | 8.2545e-05 | -81.6662 | -77.867 | 77.867 | 84.0336
84.1334 | 0.00012485 | -78.0723 | 8.0207e-05 | -81.9158 | -78.0723 | 78.0723 | 84.1334
84.2332 | 0.0001219 | -78.2798 | 7.7912e-05 | -82.168 | -78.2798 | 78.2798 | 84.2332
84.333 | 0.000119 | -78.4894 | 7.5659e-05 | -82.4227 | -78.4894 | 78.4894 | 84.333
84.4328 | 0.00011613 | -78.7013 | 7.345e-05 | -82.6802 | -78.7013 | 78.7013 | 84.4328
84.5326 | 0.0001133 | -78.9153 | 7.1283e-05 | -82.9403 | -78.9153 | 78.9153 | 84.5326
84.6324 | 0.00011051 | -79.1316 | 6.9158e-05 | -83.2031 | -79.1316 | 79.1316 | 84.6324
84.7322 | 0.00010777 | -79.3502 | 6.7076e-05 | -83.4686 | -79.3502 | 79.3502 | 84.7322
84.832 | 0.00010506 | -79.571 | 6.5036e-05 | -83.7369 | -79.571 | 79.571 | 84.832
84.9318 | 0.0001024 | -79.7941 | 6.3038e-05 | -84.008 | -79.7941 | 79.7941 | 84.9318
85.0316 | 9.9775e-05 | -80.0195 | 6.1081e-05 | -84.2819 | -80.0195 | 80.0195 | 85.0316
85.1314 | 9.7193e-05 | -80.2473 | 5.9166e-05 | -84.5586 | -80.2473 | 80.2473 | 85.1314
85.2312 | 9.4652e-05 | -80.4774 | 5.7291e-05 | -84.8382 | -80.4774 | 80.4774 | 85.2312
85.331 | 9.2153e-05 | -80.7098 | 5.5458e-05 | -85.1207 | -80.7098 | 80.7098 | 85.331
85.4308 | 8.9695e-05 | -80.9446 | 5.3665e-05 | -85.4061 | -80.9446 | 80.9446 | 85.4308
85.5306 | 8.7278e-05 | -81.1819 | 5.1913e-05 | -85.6945 | -81.1819 | 81.1819 | 85.5306
85.6304 | 8.4903e-05 | -81.4215 | 5.02e-05 | -85.9859 | -81.4215 | 81.4215 | 85.6304
85.7302 | 8.2569e-05 | -81.6636 | 4.8527e-05 | -86.2804 | -81.6636 | 81.6636 | 85.7302
85.83 | 8.0277e-05 | -81.9082 | 4.6893e-05 | -86.5779 | -81.9082 | 81.9082 | 85.83
85.9298 | 7.8025e-05 | -82.1553 | 4.5298e-05 | -86.8785 | -82.1553 | 82.1553 | 85.9298
86.0296 | 7.5815e-05 | -82.4049 | 4.3741e-05 | -87.1823 | -82.4049 | 82.4049 | 86.0296
86.1294 | 7.3646e-05 | -82.657 | 4.2222e-05 | -87.4892 | -82.657 | 82.657 | 86.1294
86.2292 | 7.1518e-05 | -82.9117 | 4.0741e-05 | -87.7994 | -82.9117 | 82.9117 | 86.2292
86.329 | 6.943e-05 | -83.169 | 3.9297e-05 | -88.1128 | -83.169 | 83.169 | 86.329
86.4288 | 6.7384e-05 | -83.4289 | 3.789e-05 | -88.4295 | -83.4289 | 83.4289 | 86.4288
86.5286 | 6.5377e-05 | -83.6915 | 3.6519e-05 | -88.7496 | -83.6915 | 83.6915 | 86.5286
86.6284 | 6.3411e-05 | -83.9567 | 3.5184e-05 | -89.073 | -83.9567 | 83.9567 | 86.6284
86.7282 | 6.1485e-05 | -84.2246 | 3.3885e-05 | -89.3999 | -84.2246 | 84.2246 | 86.7282
86.828 | 5.9599e-05 | -84.4952 | 3.262e-05 | -89.7302 | -84.4952 | 84.4952 | 86.828
86.9278 | 5.7752e-05 | -84.7686 | 3.139e-05 | -90.0641 | -84.7686 | 84.7686 | 86.9278
87.0276 | 5.5945e-05 | -85.0448 | 3.0194e-05 | -90.4015 | -85.0448 | 85.0448 | 87.0276
87.1274 | 5.4177e-05 | -85.3238 | 2.9032e-05 | -90.7425 | -85.3238 | 85.3238 | 87.1274
87.2272 | 5.2447e-05 | -85.6056 | 2.7902e-05 | -91.0872 | -85.6056 | 85.6056 | 87.2272
87.327 | 5.0756e-05 | -85.8903 | 2.6805e-05 | -91.4357 | -85.8903 | 85.8903 | 87.327
87.4268 | 4.9103e-05 | -86.1779 | 2.574e-05 | -91.7878 | -86.1779 | 86.1779 | 87.4268
87.5266 | 4.7487e-05 | -86.4684 | 2.4706e-05 | -92.1438 | -86.4684 | 86.4684 | 87.5266
87.6264 | 4.591e-05 | -86.7619 | 2.3704e-05 | -92.5037 | -86.7619 | 86.7619 | 87.6264
87.7262 | 4.4369e-05 | -87.0585 | 2.2731e-05 | -92.8675 | -87.0585 | 87.0585 | 87.7262
87.826 | 4.2865e-05 | -87.358 | 2.1789e-05 | -93.2354 | -87.358 | 87.358 | 87.826
87.9258 | 4.1397e-05 | -87.6607 | 2.0876e-05 | -93.6072 | -87.6607 | 87.6607 | 87.9258
88.0256 | 3.9965e-05 | -87.9664 | 1.9991e-05 | -93.9832 | -87.9664 | 87.9664 | 88.0256
88.1254 | 3.8569e-05 | -88.2753 | 1.9135e-05 | -94.3633 | -88.2753 | 88.2753 | 88.1254
88.2252 | 3.7207e-05 | -88.5874 | 1.8307e-05 | -94.7477 | -88.5874 | 88.5874 | 88.2252
88.325 | 3.5881e-05 | -88.9027 | 1.7506e-05 | -95.1364 | -88.9027 | 88.9027 | 88.325
88.4248 | 3.4589e-05 | -89.2213 | 1.6731e-05 | -95.5295 | -89.2213 | 89.2213 | 88.4248
88.5246 | 3.333e-05 | -89.5432 | 1.5983e-05 | -95.927 | -89.5432 | 89.5432 | 88.5246
88.6244 | 3.2105e-05 | -89.8685 | 1.526e-05 | -96.329 | -89.8685 | 89.8685 | 88.6244
88.7242 | 3.0913e-05 | -90.1971 | 1.4562e-05 | -96.7357 | -90.1971 | 90.1971 | 88.7242
88.824 | 2.9753e-05 | -90.5292 | 1.3888e-05 | -97.147 | -90.5292 | 90.5292 | 88.824
88.9238 | 2.8626e-05 | -90.8648 | 1.3239e-05 | -97.5631 | -90.8648 | 90.8648 | 88.9238
89.0236 | 2.753e-05 | -91.204 | 1.2613e-05 | -97.984 | -91.204 | 91.204 | 89.0236
89.1234 | 2.6465e-05 | -91.5467 | 1.2009e-05 | -98.4098 | -91.5467 | 91.5467 | 89.1234
89.2232 | 2.543e-05 | -91.893 | 1.1428e-05 | -98.8406 | -91.893 | 91.893 | 89.2232
89.323 | 2.4426e-05 | -92.2431 | 1.0869e-05 | -99.2765 | -92.2431 | 92.2431 | 89.323
89.4228 | 2.3451e-05 | -92.5969 | 1.033e-05 | -99.7177 | -92.5969 | 92.5969 | 89.4228
89.5226 | 2.2505e-05 | -92.9544 | 9.8129e-06 | -100.1641 | -92.9544 | 92.9544 | 89.5226
89.6224 | 2.1588e-05 | -93.3159 | 9.3155e-06 | -100.6158 | -93.3159 | 93.3159 | 89.6224
89.7222 | 2.0699e-05 | -93.6812 | 8.8378e-06 | -101.0731 | -93.6812 | 93.6812 | 89.7222
89.822 | 1.9837e-05 | -94.0505 | 8.3792e-06 | -101.536 | -94.0505 | 94.0505 | 89.822
89.9218 | 1.9003e-05 | -94.4238 | 7.9391e-06 | -102.0045 | -94.4238 | 94.4238 | 89.9218
90.0216 | 1.8195e-05 | -94.8012 | 7.5172e-06 | -102.4789 | -94.8012 | 94.8012 | 90.0216
90.1214 | 1.7413e-05 | -95.1827 | 7.1128e-06 | -102.9592 | -95.1827 | 95.1827 | 90.1214
90.2212 | 1.6656e-05 | -95.5685 | 6.7254e-06 | -103.4456 | -95.5685 | 95.5685 | 90.2212
90.321 | 1.5925e-05 | -95.9585 | 6.3547e-06 | -103.9381 | -95.9585 | 95.9585 | 90.321
90.4208 | 1.5218e-05 | -96.3529 | 6e-06 | -104.437 | -96.3529 | 96.3529 | 90.4208
90.5206 | 1.4535e-05 | -96.7517 | 5.6609e-06 | -104.9423 | -96.7517 | 96.7517 | 90.5206
90.6204 | 1.3876e-05 | -97.155 | 5.337e-06 | -105.4541 | -97.155 | 97.155 | 90.6204
90.7202 | 1.3239e-05 | -97.5629 | 5.0276e-06 | -105.9727 | -97.5629 | 97.5629 | 90.7202
90.82 | 1.2625e-05 | -97.9754 | 4.7325e-06 | -106.4981 | -97.9754 | 97.9754 | 90.82
90.9198 | 1.2033e-05 | -98.3927 | 4.4511e-06 | -107.0306 | -98.3927 | 98.3927 | 90.9198
91.0196 | 1.1462e-05 | -98.8147 | 4.183e-06 | -107.5703 | -98.8147 | 98.8147 | 91.0196
91.1194 | 1.0912e-05 | -99.2416 | 3.9277e-06 | -108.1173 | -99.2416 | 99.2416 | 91.1194
91.2192 | 1.0383e-05 | -99.6736 | 3.6848e-06 | -108.6718 | -99.6736 | 99.6736 | 91.2192
91.319 | 9.8735e-06 | -100.1106 | 3.4538e-06 | -109.234 | -100.1106 | 100.1106 | 91.319
91.4188 | 9.3835e-06 | -100.5527 | 3.2344e-06 | -109.8041 | -100.5527 | 100.5527 | 91.4188
91.5186 | 8.9124e-06 | -101.0001 | 3.0261e-06 | -110.3823 | -101.0001 | 101.0001 | 91.5186
91.6184 | 8.4597e-06 | -101.4529 | 2.8285e-06 | -110.9687 | -101.4529 | 101.4529 | 91.6184
91.7182 | 8.025e-06 | -101.9111 | 2.6413e-06 | -111.5637 | -101.9111 | 101.9111 | 91.7182
91.818 | 7.6077e-06 | -102.3749 | 2.464e-06 | -112.1674 | -102.3749 | 102.3749 | 91.818
91.9178 | 7.2074e-06 | -102.8444 | 2.2962e-06 | -112.78 | -102.8444 | 102.8444 | 91.9178
92.0176 | 6.8237e-06 | -103.3196 | 2.1375e-06 | -113.4017 | -103.3196 | 103.3196 | 92.0176
92.1174 | 6.456e-06 | -103.8008 | 1.9877e-06 | -114.0329 | -103.8008 | 103.8008 | 92.1174
92.2172 | 6.1038e-06 | -104.288 | 1.8463e-06 | -114.6738 | -104.288 | 104.288 | 92.2172
92.317 | 5.7668e-06 | -104.7813 | 1.7131e-06 | -115.3246 | -104.7813 | 104.7813 | 92.317
92.4168 | 5.4445e-06 | -105.2809 | 1.5875e-06 | -115.9856 | -105.2809 | 105.2809 | 92.4168
92.5166 | 5.1364e-06 | -105.7869 | 1.4694e-06 | -116.6572 | -105.7869 | 105.7869 | 92.5166
92.6164 | 4.842e-06 | -106.2994 | 1.3584e-06 | -117.3396 | -106.2994 | 106.2994 | 92.6164
92.7162 | 4.5611e-06 | -106.8187 | 1.2541e-06 | -118.0332 | -106.8187 | 106.8187 | 92.7162
92.816 | 4.293e-06 | -107.3448 | 1.1563e-06 | -118.7382 | -107.3448 | 107.3448 | 92.816
92.9158 | 4.0375e-06 | -107.8778 | 1.0647e-06 | -119.4552 | -107.8778 | 107.8778 | 92.9158
93.0156 | 3.794e-06 | -108.4181 | 9.7901e-07 | -120.1843 | -108.4181 | 108.4181 | 93.0156
93.1154 | 3.5622e-06 | -108.9656 | 8.9887e-07 | -120.9261 | -108.9656 | 108.9656 | 93.1154
93.2152 | 3.3417e-06 | -109.5206 | 8.2406e-07 | -121.6808 | -109.5206 | 109.5206 | 93.2152
93.315 | 3.1321e-06 | -110.0834 | 7.543e-07 | -122.4491 | -110.0834 | 110.0834 | 93.315
93.4148 | 2.9329e-06 | -110.6539 | 6.8934e-07 | -123.2313 | -110.6539 | 110.6539 | 93.4148
93.5146 | 2.7439e-06 | -111.2325 | 6.2894e-07 | -124.0279 | -111.2325 | 111.2325 | 93.5146
93.6144 | 2.5647e-06 | -111.8194 | 5.7284e-07 | -124.8393 | -111.8194 | 111.8194 | 93.6144
93.7142 | 2.3948e-06 | -112.4147 | 5.2082e-07 | -125.6663 | -112.4147 | 112.4147 | 93.7142
93.814 | 2.2339e-06 | -113.0187 | 4.7265e-07 | -126.5092 | -113.0187 | 113.0187 | 93.814
93.9138 | 2.0817e-06 | -113.6316 | 4.2811e-07 | -127.3688 | -113.6316 | 113.6316 | 93.9138
94.0136 | 1.9378e-06 | -114.2536 | 3.8701e-07 | -128.2456 | -114.2536 | 114.2536 | 94.0136
94.1134 | 1.802e-06 | -114.8851 | 3.4913e-07 | -129.1404 | -114.8851 | 114.8851 | 94.1134
94.2132 | 1.6738e-06 | -115.5261 | 3.1428e-07 | -130.0538 | -115.5261 | 115.5261 | 94.2132
94.313 | 1.5529e-06 | -116.1771 | 2.8228e-07 | -130.9865 | -116.1771 | 116.1771 | 94.313
94.4128 | 1.4391e-06 | -116.8383 | 2.5294e-07 | -131.9396 | -116.8383 | 116.8383 | 94.4128
94.5126 | 1.332e-06 | -117.51 | 2.2611e-07 | -132.9137 | -117.51 | 117.51 | 94.5126
94.6124 | 1.2313e-06 | -118.1924 | 2.0161e-07 | -133.9098 | -118.1924 | 118.1924 | 94.6124
94.7122 | 1.1368e-06 | -118.886 | 1.7929e-07 | -134.9289 | -118.886 | 118.886 | 94.7122
94.812 | 1.0482e-06 | -119.5911 | 1.59e-07 | -135.972 | -119.5911 | 119.5911 | 94.812
94.9118 | 9.6517e-07 | -120.308 | 1.406e-07 | -137.0403 | -120.308 | 120.308 | 94.9118
95.0116 | 8.8746e-07 | -121.037 | 1.2395e-07 | -138.135 | -121.037 | 121.037 | 95.0116
95.1114 | 8.1483e-07 | -121.7787 | 1.0892e-07 | -139.2575 | -121.7787 | 121.7787 | 95.1114
95.2112 | 7.4703e-07 | -122.5333 | 9.54e-08 | -140.409 | -122.5333 | 122.5333 | 95.2112
95.311 | 6.8381e-07 | -123.3014 | 8.3261e-08 | -141.5912 | -123.3014 | 123.3014 | 95.311
95.4108 | 6.2494e-07 | -124.0833 | 7.2396e-08 | -142.8057 | -124.0833 | 124.0833 | 95.4108
95.5106 | 5.7019e-07 | -124.8796 | 6.2703e-08 | -144.0543 | -124.8796 | 124.8796 | 95.5106
95.6104 | 5.1935e-07 | -125.6907 | 5.4082e-08 | -145.3389 | -125.6907 | 125.6907 | 95.6104
95.7102 | 4.7221e-07 | -126.5173 | 4.6443e-08 | -146.6616 | -126.5173 | 126.5173 | 95.7102
95.81 | 4.2856e-07 | -127.3599 | 3.9697e-08 | -148.0249 | -127.3599 | 127.3599 | 95.81
95.9098 | 3.882e-07 | -128.219 | 3.3763e-08 | -149.4311 | -128.219 | 128.219 | 95.9098
96.0096 | 3.5094e-07 | -129.0953 | 2.8566e-08 | -150.8831 | -129.0953 | 129.0953 | 96.0096
96.1094 | 3.1661e-07 | -129.9895 | 2.4033e-08 | -152.384 | -129.9895 | 129.9895 | 96.1094
96.2092 | 2.8503e-07 | -130.9022 | 2.0098e-08 | -153.9371 | -130.9022 | 130.9022 | 96.2092
96.309 | 2.5602e-07 | -131.8344 | 1.6699e-08 | -155.5462 | -131.8344 | 131.8344 | 96.309
96.4088 | 2.2944e-07 | -132.7867 | 1.3779e-08 | -157.2156 | -132.7867 | 132.7867 | 96.4088
96.5086 | 2.0512e-07 | -133.76 | 1.1285e-08 | -158.9498 | -133.76 | 133.76 | 96.5086
96.6084 | 1.8291e-07 | -134.7553 | 9.1684e-09 | -160.7542 | -134.7553 | 134.7553 | 96.6084
96.7082 | 1.6268e-07 | -135.7735 | 7.3836e-09 | -162.6346 | -135.7735 | 135.7735 | 96.7082
96.808 | 1.4428e-07 | -136.8156 | 5.8899e-09 | -164.5979 | -136.8156 | 136.8156 | 96.808
96.9078 | 1.276e-07 | -137.8829 | 4.6497e-09 | -166.6516 | -137.8829 | 137.8829 | 96.9078
97.0076 | 1.1251e-07 | -138.9765 | 3.6289e-09 | -168.8045 | -138.9765 | 138.9765 | 97.0076
97.1074 | 9.8881e-08 | -140.0978 | 2.7968e-09 | -171.0668 | -140.0978 | 140.0978 | 97.1074
97.2072 | 8.6616e-08 | -141.2481 | 2.1256e-09 | -173.4503 | -141.2481 | 141.2481 | 97.2072
97.307 | 7.5606e-08 | -142.4289 | 1.5906e-09 | -175.9688 | -142.4289 | 142.4289 | 97.307
97.4068 | 6.5751e-08 | -143.642 | 1.1697e-09 | -178.6385 | -143.642 | 143.642 | 97.4068
97.5066 | 5.6957e-08 | -144.889 | 8.4344e-10 | -181.479 | -144.889 | 144.889 | 97.5066
97.6064 | 4.9136e-08 | -146.172 | 5.9472e-10 | -184.5138 | -146.172 | 146.172 | 97.6064
97.7062 | 4.2204e-08 | -147.493 | 4.0871e-10 | -187.7716 | -147.493 | 147.493 | 97.7062
97.806 | 3.6081e-08 | -148.8543 | 2.7264e-10 | -191.2882 | -148.8543 | 148.8543 | 97.806
97.9058 | 3.0695e-08 | -150.2585 | 1.7562e-10 | -195.1086 | -150.2585 | 150.2585 | 97.9058
98.0056 | 2.5976e-08 | -151.7084 | 1.0851e-10 | -199.2907 | -151.7084 | 151.7084 | 98.0056
98.1054 | 2.186e-08 | -153.207 | 6.3747e-11 | -203.9108 | -153.207 | 153.207 | 98.1054
98.2052 | 1.8286e-08 | -154.7577 | 3.5186e-11 | -209.0725 | -154.7577 | 154.7577 | 98.2052
98.305 | 1.5198e-08 | -156.3642 | 1.7946e-11 | -214.9207 | -156.3642 | 156.3642 | 98.305
98.4048 | 1.2545e-08 | -158.0307 | 8.2528e-12 | -221.6679 | -158.0307 | 158.0307 | 98.4048
98.5046 | 1.0278e-08 | -159.7618 | 3.2945e-12 | -229.6441 | -159.7618 | 159.7618 | 98.5046
98.6044 | 8.3532e-09 | -161.5629 | 1.0712e-12 | -239.4023 | -161.5629 | 161.5629 | 98.6044
98.7042 | 6.7299e-09 | -163.4398 | 2.5173e-13 | -251.9812 | -163.4398 | 163.4398 | 98.7042
98.804 | 5.3709e-09 | -165.3991 | 3.2662e-14 | -269.7191 | -165.3991 | 165.3991 | 98.804
98.9038 | 4.242e-09 | -167.4486 | 9.857e-16 | -300.1251 | -167.4486 | 167.4486 | 98.9038
99.0036 | 3.3125e-09 | -169.5969 | 2.4508e-25 | -492.214 | -169.5969 | 169.5969 | 99.0036
99.1034 | 2.5544e-09 | -171.8541 | 1.0988e-15 | -299.1818 | -171.8541 | 171.8541 | 99.1034
99.2032 | 1.9427e-09 | -174.2319 | 3.3967e-14 | -269.3788 | -174.2319 | 174.2319 | 99.2032
99.303 | 1.4548e-09 | -176.7441 | 2.5409e-13 | -251.9003 | -176.7441 | 176.7441 | 99.303
99.4028 | 1.0707e-09 | -179.4068 | 1.0599e-12 | -239.4949 | -179.4068 | 179.4068 | 99.4028
99.5026 | 7.7273e-10 | -182.2394 | 3.2078e-12 | -229.8758 | -182.2394 | 182.2394 | 99.5026
99.6024 | 5.4543e-10 | -185.2652 | 7.9236e-12 | -222.0215 | -185.2652 | 185.2652 | 99.6024
99.7022 | 3.7528e-10 | -188.5128 | 1.7009e-11 | -215.3864 | -188.5128 | 188.5128 | 99.7022
99.802 | 2.5068e-10 | -192.0175 | 3.2945e-11 | -209.6442 | -192.0175 | 192.0175 | 99.802
99.9018 | 1.6174e-10 | -195.8239 | 5.899e-11 | -204.5844 | -195.8239 | 195.8239 | 99.9018
100.0016 | 1.0012e-10 | -199.9893 | 9.9274e-11 | -200.0633 | -199.9893 | 199.9893 | 100.0016
100.1014 | 5.8957e-11 | -204.5893 | 1.5889e-10 | -195.9781 | -195.9781 | 195.9781 | 100.1014
100.2012 | 3.2637e-11 | -209.7258 | 2.4397e-10 | -192.2531 | -192.2531 | 192.2531 | 100.2012
100.301 | 1.6707e-11 | -215.5418 | 3.618e-10 | -188.8307 | -188.8307 | 188.8307 | 100.301
100.4008 | 7.721e-12 | -222.2465 | 5.2083e-10 | -185.6661 | -185.6661 | 185.6661 | 100.4008
100.5006 | 3.1034e-12 | -230.1634 | 7.3082e-10 | -182.7238 | -182.7238 | 182.7238 | 100.5006
100.6004 | 1.0194e-12 | -239.833 | 1.0029e-09 | -179.9752 | -179.9752 | 179.9752 | 100.6004
100.7002 | 2.4364e-13 | -252.265 | 1.3495e-09 | -177.3968 | -177.3968 | 177.3968 | 100.7002
100.8 | 3.2695e-14 | -269.7104 | 1.7846e-09 | -174.9694 | -174.9694 | 174.9694 | 100.8
100.8998 | 1.0908e-15 | -299.2454 | 2.3237e-09 | -172.6765 | -172.6765 | 172.6765 | 100.8998
100.9996 | 1.8352e-23 | -454.7264 | 2.9838e-09 | -170.5045 | -170.5045 | 170.5045 | 100.9996
101.0994 | 8.1051e-16 | -301.8249 | 3.7837e-09 | -168.4416 | -168.4416 | 168.4416 | 101.0994
101.1992 | 2.777e-14 | -271.1286 | 4.7437e-09 | -166.4777 | -166.4777 | 166.4777 | 101.1992
101.299 | 2.1495e-13 | -253.3533 | 5.8856e-09 | -164.6041 | -164.6041 | 164.6041 | 101.299
101.3988 | 9.1207e-13 | -240.7994 | 7.2334e-09 | -162.8132 | -162.8132 | 162.8132 | 101.3988
101.4986 | 2.789e-12 | -231.0909 | 8.8124e-09 | -161.0981 | -161.0981 | 161.0981 | 101.4986
101.5984 | 6.9369e-12 | -223.1767 | 1.065e-08 | -159.4531 | -159.4531 | 159.4531 | 101.5984
101.6982 | 1.4965e-11 | -216.4985 | 1.2775e-08 | -157.8728 | -157.8728 | 157.8728 | 101.6982
101.798 | 2.9095e-11 | -210.7237 | 1.5218e-08 | -156.3527 | -156.3527 | 156.3527 | 101.798
101.8978 | 5.2249e-11 | -205.6384 | 1.8013e-08 | -154.8885 | -154.8885 | 154.8885 | 101.8978
101.9976 | 8.814e-11 | -201.0965 | 2.1192e-08 | -153.4764 | -153.4764 | 153.4764 | 101.9976
102.0974 | 1.4135e-10 | -196.9942 | 2.4794e-08 | -152.1132 | -152.1132 | 152.1132 | 102.0974
102.1972 | 2.174e-10 | -193.2547 | 2.8855e-08 | -150.7957 | -150.7957 | 150.7957 | 102.1972
102.297 | 3.2285e-10 | -189.8199 | 3.3415e-08 | -149.5211 | -149.5211 | 149.5211 | 102.297
102.3968 | 4.6535e-10 | -186.6444 | 3.8517e-08 | -148.2869 | -148.2869 | 148.2869 | 102.3968
102.4966 | 6.5369e-10 | -183.6925 | 4.4204e-08 | -147.0908 | -147.0908 | 147.0908 | 102.4966
102.5964 | 8.9791e-10 | -180.9353 | 5.052e-08 | -145.9307 | -145.9307 | 145.9307 | 102.5964
102.6962 | 1.2093e-09 | -178.3493 | 5.7513e-08 | -144.8047 | -144.8047 | 144.8047 | 102.6962
102.796 | 1.6005e-09 | -175.9148 | 6.5231e-08 | -143.7109 | -143.7109 | 143.7109 | 102.796
102.8958 | 2.0856e-09 | -173.6155 | 7.3724e-08 | -142.6478 | -142.6478 | 142.6478 | 102.8958
102.9956 | 2.6799e-09 | -171.4375 | 8.3045e-08 | -141.6137 | -141.6137 | 141.6137 | 102.9956
103.0954 | 3.4005e-09 | -169.3691 | 9.3247e-08 | -140.6073 | -140.6073 | 140.6073 | 103.0954
103.1952 | 4.2658e-09 | -167.4001 | 1.0438e-07 | -139.6273 | -139.6273 | 139.6273 | 103.1952
103.295 | 5.2957e-09 | -165.5216 | 1.1651e-07 | -138.6725 | -138.6725 | 138.6725 | 103.295
103.3948 | 6.5117e-09 | -163.7261 | 1.2969e-07 | -137.7417 | -137.7417 | 137.7417 | 103.3948
103.4946 | 7.9372e-09 | -162.0067 | 1.4398e-07 | -136.8338 | -136.8338 | 136.8338 | 103.4946
103.5944 | 9.5968e-09 | -160.3575 | 1.5944e-07 | -135.948 | -135.948 | 135.948 | 103.5944
103.6942 | 1.1517e-08 | -158.7733 | 1.7613e-07 | -135.0832 | -135.0832 | 135.0832 | 103.6942
103.794 | 1.3726e-08 | -157.2494 | 1.9412e-07 | -134.2386 | -134.2386 | 134.2386 | 103.794
103.8938 | 1.6253e-08 | -155.7815 | 2.1347e-07 | -133.4134 | -133.4134 | 133.4134 | 103.8938
103.9936 | 1.913e-08 | -154.3659 | 2.3424e-07 | -132.6069 | -132.6069 | 132.6069 | 103.9936
104.0934 | 2.2389e-08 | -152.9992 | 2.565e-07 | -131.8183 | -131.8183 | 131.8183 | 104.0934
104.1932 | 2.6067e-08 | -151.6783 | 2.8032e-07 | -131.0469 | -131.0469 | 131.0469 | 104.1932
104.293 | 3.0198e-08 | -150.4005 | 3.0577e-07 | -130.2921 | -130.2921 | 130.2921 | 104.293
104.3928 | 3.4821e-08 | -149.1632 | 3.3291e-07 | -129.5534 | -129.5534 | 129.5534 | 104.3928
104.4926 | 3.9976e-08 | -147.964 | 3.6182e-07 | -128.8301 | -128.8301 | 128.8301 | 104.4926
104.5924 | 4.5704e-08 | -146.8009 | 3.9257e-07 | -128.1217 | -128.1217 | 128.1217 | 104.5924
104.6922 | 5.2048e-08 | -145.6718 | 4.2522e-07 | -127.4276 | -127.4276 | 127.4276 | 104.6922
104.792 | 5.9053e-08 | -144.5751 | 4.5986e-07 | -126.7476 | -126.7476 | 126.7476 | 104.792
104.8918 | 6.6765e-08 | -143.5091 | 4.9654e-07 | -126.0809 | -126.0809 | 126.0809 | 104.8918
104.9916 | 7.523e-08 | -142.4721 | 5.3534e-07 | -125.4274 | -125.4274 | 125.4274 | 104.9916
105.0914 | 8.4499e-08 | -141.4629 | 5.7634e-07 | -124.7864 | -124.7864 | 124.7864 | 105.0914
105.1912 | 9.4622e-08 | -140.4801 | 6.1961e-07 | -124.1577 | -124.1577 | 124.1577 | 105.1912
105.291 | 1.0565e-07 | -139.5225 | 6.6521e-07 | -123.5408 | -123.5408 | 123.5408 | 105.291
105.3908 | 1.1764e-07 | -138.5889 | 7.1323e-07 | -122.9354 | -122.9354 | 122.9354 | 105.3908
105.4906 | 1.3064e-07 | -137.6784 | 7.6373e-07 | -122.3412 | -122.3412 | 122.3412 | 105.4906
105.5904 | 1.4471e-07 | -136.7898 | 8.1679e-07 | -121.7578 | -121.7578 | 121.7578 | 105.5904
105.6902 | 1.5991e-07 | -135.9223 | 8.7248e-07 | -121.1849 | -121.1849 | 121.1849 | 105.6902
105.79 | 1.763e-07 | -135.0751 | 9.3086e-07 | -120.6223 | -120.6223 | 120.6223 | 105.79
105.8898 | 1.9393e-07 | -134.2472 | 9.9201e-07 | -120.0696 | -120.0696 | 120.0696 | 105.8898
105.9896 | 2.1286e-07 | -133.438 | 1.056e-06 | -119.5267 | -119.5267 | 119.5267 | 105.9896
106.0894 | 2.3317e-07 | -132.6467 | 1.1229e-06 | -118.9931 | -118.9931 | 118.9931 | 106.0894
106.1892 | 2.549e-07 | -131.8727 | 1.1928e-06 | -118.4687 | -118.4687 | 118.4687 | 106.1892
106.289 | 2.7812e-07 | -131.1152 | 1.2657e-06 | -117.9533 | -117.9533 | 117.9533 | 106.289
106.3888 | 3.0291e-07 | -130.3738 | 1.3417e-06 | -117.4466 | -117.4466 | 117.4466 | 106.3888
106.4886 | 3.2931e-07 | -129.6479 | 1.421e-06 | -116.9484 | -116.9484 | 116.9484 | 106.4886
106.5884 | 3.574e-07 | -128.9368 | 1.5034e-06 | -116.4585 | -116.4585 | 116.4585 | 106.5884
106.6882 | 3.8725e-07 | -128.2401 | 1.5892e-06 | -115.9766 | -115.9766 | 115.9766 | 106.6882
106.788 | 4.1892e-07 | -127.5574 | 1.6783e-06 | -115.5027 | -115.5027 | 115.5027 | 106.788
106.8878 | 4.5247e-07 | -126.8881 | 1.7708e-06 | -115.0364 | -115.0364 | 115.0364 | 106.8878
106.9876 | 4.8799e-07 | -126.2319 | 1.8669e-06 | -114.5777 | -114.5777 | 114.5777 | 106.9876
107.0874 | 5.2552e-07 | -125.5882 | 1.9664e-06 | -114.1264 | -114.1264 | 114.1264 | 107.0874
107.1872 | 5.6515e-07 | -124.9568 | 2.0696e-06 | -113.6822 | -113.6822 | 113.6822 | 107.1872
107.287 | 6.0693e-07 | -124.3372 | 2.1764e-06 | -113.2451 | -113.2451 | 113.2451 | 107.287
107.3868 | 6.5094e-07 | -123.7291 | 2.2869e-06 | -112.8149 | -112.8149 | 112.8149 | 107.3868
107.4866 | 6.9725e-07 | -123.1322 | 2.4012e-06 | -112.3914 | -112.3914 | 112.3914 | 107.4866
107.5864 | 7.4593e-07 | -122.5461 | 2.5193e-06 | -111.9744 | -111.9744 | 111.9744 | 107.5864
107.6862 | 7.9703e-07 | -121.9705 | 2.6412e-06 | -111.564 | -111.564 | 111.564 | 107.6862
107.786 | 8.5064e-07 | -121.4051 | 2.767e-06 | -111.1598 | -111.1598 | 111.1598 | 107.786
107.8858 | 9.0681e-07 | -120.8497 | 2.8967e-06 | -110.7619 | -110.7619 | 110.7619 | 107.8858
107.9856 | 9.6561e-07 | -120.304 | 3.0304e-06 | -110.37 | -110.37 | 110.37 | 107.9856
108.0854 | 1.0271e-06 | -119.7676 | 3.1681e-06 | -109.984 | -109.984 | 109.984 | 108.0854
108.1852 | 1.0914e-06 | -119.2405 | 3.3098e-06 | -109.6039 | -109.6039 | 109.6039 | 108.1852
108.285 | 1.1585e-06 | -118.7222 | 3.4556e-06 | -109.2295 | -109.2295 | 109.2295 | 108.285
108.3848 | 1.2285e-06 | -118.2127 | 3.6055e-06 | -108.8606 | -108.8606 | 108.8606 | 108.3848
108.4846 | 1.3014e-06 | -117.7116 | 3.7595e-06 | -108.4973 | -108.4973 | 108.4973 | 108.4846
108.5844 | 1.3774e-06 | -117.2188 | 3.9177e-06 | -108.1394 | -108.1394 | 108.1394 | 108.5844
108.6842 | 1.4564e-06 | -116.7341 | 4.08e-06 | -107.7868 | -107.7868 | 107.7868 | 108.6842
108.784 | 1.5386e-06 | -116.2573 | 4.2465e-06 | -107.4394 | -107.4394 | 107.4394 | 108.784
108.8838 | 1.624e-06 | -115.7882 | 4.4172e-06 | -107.0971 | -107.0971 | 107.0971 | 108.8838
108.9836 | 1.7127e-06 | -115.3265 | 4.592e-06 | -106.7599 | -106.7599 | 106.7599 | 108.9836
109.0834 | 1.8046e-06 | -114.8723 | 4.7711e-06 | -106.4276 | -106.4276 | 106.4276 | 109.0834
109.1832 | 1.8999e-06 | -114.4252 | 4.9545e-06 | -106.1001 | -106.1001 | 106.1001 | 109.1832
109.283 | 1.9987e-06 | -113.9851 | 5.142e-06 | -105.7774 | -105.7774 | 105.7774 | 109.283
109.3828 | 2.1009e-06 | -113.5518 | 5.3337e-06 | -105.4594 | -105.4594 | 105.4594 | 109.3828
109.4826 | 2.2067e-06 | -113.1253 | 5.5297e-06 | -105.146 | -105.146 | 105.146 | 109.4826
109.5824 | 2.316e-06 | -112.7054 | 5.7299e-06 | -104.8371 | -104.8371 | 104.8371 | 109.5824
109.6822 | 2.4289e-06 | -112.2919 | 5.9342e-06 | -104.5327 | -104.5327 | 104.5327 | 109.6822
109.782 | 2.5455e-06 | -111.8846 | 6.1428e-06 | -104.2327 | -104.2327 | 104.2327 | 109.782
109.8818 | 2.6658e-06 | -111.4836 | 6.3555e-06 | -103.937 | -103.937 | 103.937 | 109.8818
109.9816 | 2.7898e-06 | -111.0886 | 6.5723e-06 | -103.6456 | -103.6456 | 103.6456 | 109.9816
110.0814 | 2.9176e-06 | -110.6995 | 6.7933e-06 | -103.3584 | -103.3584 | 103.3584 | 110.0814
110.1812 | 3.0492e-06 | -110.3163 | 7.0183e-06 | -103.0753 | -103.0753 | 103.0753 | 110.1812
110.281 | 3.1847e-06 | -109.9387 | 7.2475e-06 | -102.7963 | -102.7963 | 102.7963 | 110.281
110.3808 | 3.324e-06 | -109.5667 | 7.4806e-06 | -102.5213 | -102.5213 | 102.5213 | 110.3808
110.4806 | 3.4673e-06 | -109.2002 | 7.7177e-06 | -102.2502 | -102.2502 | 102.2502 | 110.4806
110.5804 | 3.6145e-06 | -108.8391 | 7.9588e-06 | -101.9831 | -101.9831 | 101.9831 | 110.5804
110.6802 | 3.7656e-06 | -108.4832 | 8.2038e-06 | -101.7197 | -101.7197 | 101.7197 | 110.6802
110.78 | 3.9208e-06 | -108.1325 | 8.4526e-06 | -101.4602 | -101.4602 | 101.4602 | 110.78
110.8798 | 4.0799e-06 | -107.787 | 8.7052e-06 | -101.2044 | -101.2044 | 101.2044 | 110.8798
110.9796 | 4.2431e-06 | -107.4464 | 8.9616e-06 | -100.9523 | -100.9523 | 100.9523 | 110.9796
111.0794 | 4.4102e-06 | -107.1107 | 9.2217e-06 | -100.7038 | -100.7038 | 100.7038 | 111.0794
111.1792 | 4.5815e-06 | -106.7799 | 9.4853e-06 | -100.4589 | -100.4589 | 100.4589 | 111.1792
111.279 | 4.7567e-06 | -106.4538 | 9.7526e-06 | -100.2176 | -100.2176 | 100.2176 | 111.279
111.3788 | 4.936e-06 | -106.1324 | 1.0023e-05 | -99.9797 | -99.9797 | 99.9797 | 111.3788
111.4786 | 5.1194e-06 | -105.8156 | 1.0298e-05 | -99.7453 | -99.7453 | 99.7453 | 111.4786
111.5784 | 5.3068e-06 | -105.5033 | 1.0575e-05 | -99.5143 | -99.5143 | 99.5143 | 111.5784
111.6782 | 5.4983e-06 | -105.1954 | 1.0856e-05 | -99.2867 | -99.2867 | 99.2867 | 111.6782
111.778 | 5.6938e-06 | -104.8919 | 1.114e-05 | -99.0624 | -99.0624 | 99.0624 | 111.778
111.8778 | 5.8933e-06 | -104.5928 | 1.1427e-05 | -98.8413 | -98.8413 | 98.8413 | 111.8778
111.9776 | 6.0969e-06 | -104.2978 | 1.1717e-05 | -98.6235 | -98.6235 | 98.6235 | 111.9776
112.0774 | 6.3045e-06 | -104.007 | 1.201e-05 | -98.4089 | -98.4089 | 98.4089 | 112.0774
112.1772 | 6.516e-06 | -103.7203 | 1.2306e-05 | -98.1975 | -98.1975 | 98.1975 | 112.1772
112.277 | 6.7315e-06 | -103.4377 | 1.2605e-05 | -97.9892 | -97.9892 | 97.9892 | 112.277
112.3768 | 6.951e-06 | -103.1591 | 1.2906e-05 | -97.784 | -97.784 | 97.784 | 112.3768
112.4766 | 7.1743e-06 | -102.8844 | 1.321e-05 | -97.5819 | -97.5819 | 97.5819 | 112.4766
112.5764 | 7.4016e-06 | -102.6135 | 1.3516e-05 | -97.3828 | -97.3828 | 97.3828 | 112.5764
112.6762 | 7.6326e-06 | -102.3465 | 1.3825e-05 | -97.1866 | -97.1866 | 97.1866 | 112.6762
112.776 | 7.8675e-06 | -102.0832 | 1.4136e-05 | -96.9935 | -96.9935 | 96.9935 | 112.776
112.8758 | 8.1062e-06 | -101.8237 | 1.4449e-05 | -96.8032 | -96.8032 | 96.8032 | 112.8758
112.9756 | 8.3485e-06 | -101.5678 | 1.4764e-05 | -96.6159 | -96.6159 | 96.6159 | 112.9756
113.0754 | 8.5946e-06 | -101.3155 | 1.5081e-05 | -96.4314 | -96.4314 | 96.4314 | 113.0754
113.1752 | 8.8443e-06 | -101.0668 | 1.54e-05 | -96.2498 | -96.2498 | 96.2498 | 113.1752
113.275 | 9.0975e-06 | -100.8216 | 1.572e-05 | -96.071 | -96.071 | 96.071 | 113.275
113.3748 | 9.3543e-06 | -100.5798 | 1.6042e-05 | -95.8949 | -95.8949 | 95.8949 | 113.3748
113.4746 | 9.6145e-06 | -100.3415 | 1.6365e-05 | -95.7216 | -95.7216 | 95.7216 | 113.4746
113.5744 | 9.8781e-06 | -100.1066 | 1.669e-05 | -95.551 | -95.551 | 95.551 | 113.5744
113.6742 | 1.0145e-05 | -99.875 | 1.7015e-05 | -95.3832 | -95.3832 | 95.3832 | 113.6742
113.774 | 1.0415e-05 | -99.6466 | 1.7342e-05 | -95.218 | -95.218 | 95.218 | 113.774
113.8738 | 1.0689e-05 | -99.4216 | 1.767e-05 | -95.0554 | -95.0554 | 95.0554 | 113.8738
113.9736 | 1.0965e-05 | -99.1998 | 1.7998e-05 | -94.8955 | -94.8955 | 94.8955 | 113.9736
114.0734 | 1.1245e-05 | -98.9811 | 1.8327e-05 | -94.7382 | -94.7382 | 94.7382 | 114.0734
114.1732 | 1.1527e-05 | -98.7656 | 1.8656e-05 | -94.5834 | -94.5834 | 94.5834 | 114.1732
114.273 | 1.1813e-05 | -98.5531 | 1.8986e-05 | -94.4312 | -94.4312 | 94.4312 | 114.273
114.3728 | 1.2101e-05 | -98.3438 | 1.9316e-05 | -94.2815 | -94.2815 | 94.2815 | 114.3728
114.4726 | 1.2392e-05 | -98.1375 | 1.9646e-05 | -94.1344 | -94.1344 | 94.1344 | 114.4726
114.5724 | 1.2685e-05 | -97.9341 | 1.9976e-05 | -93.9897 | -93.9897 | 93.9897 | 114.5724
114.6722 | 1.2981e-05 | -97.7338 | 2.0306e-05 | -93.8475 | -93.8475 | 93.8475 | 114.6722
114.772 | 1.328e-05 | -97.5364 | 2.0635e-05 | -93.7077 | -93.7077 | 93.7077 | 114.772
114.8718 | 1.358e-05 | -97.3418 | 2.0964e-05 | -93.5704 | -93.5704 | 93.5704 | 114.8718
114.9716 | 1.3883e-05 | -97.1502 | 2.1292e-05 | -93.4355 | -93.4355 | 93.4355 | 114.9716
115.0714 | 1.4188e-05 | -96.9613 | 2.162e-05 | -93.3029 | -93.3029 | 93.3029 | 115.0714
115.1712 | 1.4496e-05 | -96.7753 | 2.1946e-05 | -93.1728 | -93.1728 | 93.1728 | 115.1712
115.271 | 1.4805e-05 | -96.5921 | 2.2272e-05 | -93.0449 | -93.0449 | 93.0449 | 115.271
115.3708 | 1.5115e-05 | -96.4116 | 2.2596e-05 | -92.9194 | -92.9194 | 92.9194 | 115.3708
115.4706 | 1.5428e-05 | -96.2338 | 2.2919e-05 | -92.7962 | -92.7962 | 92.7962 | 115.4706
115.5704 | 1.5742e-05 | -96.0587 | 2.324e-05 | -92.6754 | -92.6754 | 92.6754 | 115.5704
115.6702 | 1.6058e-05 | -95.8863 | 2.3559e-05 | -92.5567 | -92.5567 | 92.5567 | 115.6702
115.77 | 1.6375e-05 | -95.7166 | 2.3877e-05 | -92.4404 | -92.4404 | 92.4404 | 115.77
115.8698 | 1.6693e-05 | -95.5494 | 2.4193e-05 | -92.3263 | -92.3263 | 92.3263 | 115.8698
115.9696 | 1.7012e-05 | -95.3849 | 2.4506e-05 | -92.2144 | -92.2144 | 92.2144 | 115.9696
116.0694 | 1.7332e-05 | -95.2229 | 2.4818e-05 | -92.1048 | -92.1048 | 92.1048 | 116.0694
116.1692 | 1.7653e-05 | -95.0635 | 2.5127e-05 | -91.9973 | -91.9973 | 91.9973 | 116.1692
116.269 | 1.7975e-05 | -94.9066 | 2.5433e-05 | -91.8921 | -91.8921 | 91.8921 | 116.269
116.3688 | 1.8298e-05 | -94.7521 | 2.5737e-05 | -91.789 | -91.789 | 91.789 | 116.3688
116.4686 | 1.862e-05 | -94.6002 | 2.6037e-05 | -91.688 | -91.688 | 91.688 | 116.4686
116.5684 | 1.8944e-05 | -94.4507 | 2.6335e-05 | -91.5892 | -91.5892 | 91.5892 | 116.5684
116.6682 | 1.9267e-05 | -94.3037 | 2.663e-05 | -91.4926 | -91.4926 | 91.4926 | 116.6682
116.768 | 1.9591e-05 | -94.159 | 2.6922e-05 | -91.398 | -91.398 | 91.398 | 116.768
116.8678 | 1.9914e-05 | -94.0168 | 2.721e-05 | -91.3056 | -91.3056 | 91.3056 | 116.8678
116.9676 | 2.0237e-05 | -93.8769 | 2.7494e-05 | -91.2152 | -91.2152 | 91.2152 | 116.9676
117.0674 | 2.056e-05 | -93.7394 | 2.7775e-05 | -91.1269 | -91.1269 | 91.1269 | 117.0674
117.1672 | 2.0883e-05 | -93.6042 | 2.8052e-05 | -91.0407 | -91.0407 | 91.0407 | 117.1672
117.267 | 2.1205e-05 | -93.4714 | 2.8325e-05 | -90.9565 | -90.9565 | 90.9565 | 117.267
117.3668 | 2.1526e-05 | -93.3408 | 2.8594e-05 | -90.8744 | -90.8744 | 90.8744 | 117.3668
117.4666 | 2.1846e-05 | -93.2125 | 2.8859e-05 | -90.7943 | -90.7943 | 90.7943 | 117.4666
117.5664 | 2.2165e-05 | -93.0865 | 2.912e-05 | -90.7163 | -90.7163 | 90.7163 | 117.5664
117.6662 | 2.2484e-05 | -92.9627 | 2.9376e-05 | -90.6402 | -90.6402 | 90.6402 | 117.6662
117.766 | 2.28e-05 | -92.8411 | 2.9627e-05 | -90.5662 | -90.5662 | 90.5662 | 117.766
117.8658 | 2.3116e-05 | -92.7218 | 2.9874e-05 | -90.4941 | -90.4941 | 90.4941 | 117.8658
117.9656 | 2.343e-05 | -92.6047 | 3.0116e-05 | -90.424 | -90.424 | 90.424 | 117.9656
118.0654 | 2.3742e-05 | -92.4897 | 3.0353e-05 | -90.3559 | -90.3559 | 90.3559 | 118.0654
118.1652 | 2.4052e-05 | -92.3769 | 3.0585e-05 | -90.2898 | -90.2898 | 90.2898 | 118.1652
118.265 | 2.4361e-05 | -92.2663 | 3.0812e-05 | -90.2255 | -90.2255 | 90.2255 | 118.265
118.3648 | 2.4667e-05 | -92.1577 | 3.1034e-05 | -90.1633 | -90.1633 | 90.1633 | 118.3648
118.4646 | 2.4971e-05 | -92.0513 | 3.125e-05 | -90.1029 | -90.1029 | 90.1029 | 118.4646
118.5644 | 2.5272e-05 | -91.9471 | 3.1461e-05 | -90.0445 | -90.0445 | 90.0445 | 118.5644
118.6642 | 2.5572e-05 | -91.8449 | 3.1666e-05 | -89.988 | -89.988 | 89.988 | 118.6642
118.764 | 2.5868e-05 | -91.7448 | 3.1866e-05 | -89.9335 | -89.9335 | 89.9335 | 118.764
118.8638 | 2.6162e-05 | -91.6467 | 3.206e-05 | -89.8808 | -89.8808 | 89.8808 | 118.8638
118.9636 | 2.6452e-05 | -91.5507 | 3.2248e-05 | -89.83 | -89.83 | 89.83 | 118.9636
119.0634 | 2.674e-05 | -91.4568 | 3.243e-05 | -89.781 | -89.781 | 89.781 | 119.0634
119.1632 | 2.7025e-05 | -91.3648 | 3.2606e-05 | -89.734 | -89.734 | 89.734 | 119.1632
119.263 | 2.7306e-05 | -91.2749 | 3.2776e-05 | -89.6888 | -89.6888 | 89.6888 | 119.263
119.3628 | 2.7583e-05 | -91.187 | 3.294e-05 | -89.6455 | -89.6455 | 89.6455 | 119.3628
119.4626 | 2.7858e-05 | -91.1011 | 3.3098e-05 | -89.6041 | -89.6041 | 89.6041 | 119.4626
119.5624 | 2.8128e-05 | -91.0172 | 3.3249e-05 | -89.5645 | -89.5645 | 89.5645 | 119.5624
119.6622 | 2.8395e-05 | -90.9352 | 3.3394e-05 | -89.5267 | -89.5267 | 89.5267 | 119.6622
119.762 | 2.8657e-05 | -90.8552 | 3.3532e-05 | -89.4908 | -89.4908 | 89.4908 | 119.762
119.8618 | 2.8916e-05 | -90.7772 | 3.3664e-05 | -89.4567 | -89.4567 | 89.4567 | 119.8618
119.9616 | 2.9171e-05 | -90.7011 | 3.3789e-05 | -89.4244 | -89.4244 | 89.4244 | 119.9616
120.0614 | 2.9421e-05 | -90.6269 | 3.3908e-05 | -89.3939 | -89.3939 | 89.3939 | 120.0614
120.1612 | 2.9667e-05 | -90.5547 | 3.402e-05 | -89.3653 | -89.3653 | 89.3653 | 120.1612
120.261 | 2.9908e-05 | -90.4843 | 3.4126e-05 | -89.3384 | -89.3384 | 89.3384 | 120.261
120.3608 | 3.0144e-05 | -90.4159 | 3.4224e-05 | -89.3134 | -89.3134 | 89.3134 | 120.3608
120.4606 | 3.0376e-05 | -90.3493 | 3.4316e-05 | -89.2901 | -89.2901 | 89.2901 | 120.4606
120.5604 | 3.0603e-05 | -90.2846 | 3.4401e-05 | -89.2687 | -89.2687 | 89.2687 | 120.5604
120.6602 | 3.0825e-05 | -90.2218 | 3.4479e-05 | -89.249 | -89.249 | 89.249 | 120.6602
120.76 | 3.1042e-05 | -90.1609 | 3.455e-05 | -89.2311 | -89.2311 | 89.2311 | 120.76
120.8598 | 3.1254e-05 | -90.1018 | 3.4614e-05 | -89.215 | -89.215 | 89.215 | 120.8598
120.9596 | 3.1461e-05 | -90.0446 | 3.4671e-05 | -89.2006 | -89.2006 | 89.2006 | 120.9596
121.0594 | 3.1662e-05 | -89.9892 | 3.4721e-05 | -89.1881 | -89.1881 | 89.1881 | 121.0594
121.1592 | 3.1858e-05 | -89.9356 | 3.4765e-05 | -89.1773 | -89.1773 | 89.1773 | 121.1592
121.259 | 3.2048e-05 | -89.8839 | 3.4801e-05 | -89.1682 | -89.1682 | 89.1682 | 121.259
121.3588 | 3.2233e-05 | -89.8339 | 3.483e-05 | -89.1609 | -89.1609 | 89.1609 | 121.3588
121.4586 | 3.2412e-05 | -89.7858 | 3.4852e-05 | -89.1554 | -89.1554 | 89.1554 | 121.4586
121.5584 | 3.2585e-05 | -89.7395 | 3.4867e-05 | -89.1516 | -89.1516 | 89.1516 | 121.5584
121.6582 | 3.2753e-05 | -89.695 | 3.4876e-05 | -89.1496 | -89.1496 | 89.1496 | 121.6582
121.758 | 3.2914e-05 | -89.6523 | 3.4877e-05 | -89.1493 | -89.1493 | 89.1493 | 121.758
121.8578 | 3.307e-05 | -89.6113 | 3.4871e-05 | -89.1507 | -89.1507 | 89.1507 | 121.8578
121.9576 | 3.3219e-05 | -89.5722 | 3.4858e-05 | -89.1539 | -89.1539 | 89.1539 | 121.9576
122.0574 | 3.3363e-05 | -89.5348 | 3.4838e-05 | -89.1588 | -89.1588 | 89.1588 | 122.0574
122.1572 | 3.35e-05 | -89.4991 | 3.4812e-05 | -89.1655 | -89.1655 | 89.1655 | 122.1572
122.257 | 3.3631e-05 | -89.4653 | 3.4778e-05 | -89.1739 | -89.1739 | 89.1739 | 122.257
122.3568 | 3.3755e-05 | -89.4332 | 3.4738e-05 | -89.184 | -89.184 | 89.184 | 122.3568
122.4566 | 3.3874e-05 | -89.4028 | 3.469e-05 | -89.1958 | -89.1958 | 89.1958 | 122.4566
122.5564 | 3.3985e-05 | -89.3742 | 3.4636e-05 | -89.2094 | -89.2094 | 89.2094 | 122.5564
122.6562 | 3.4091e-05 | -89.3473 | 3.4575e-05 | -89.2247 | -89.2247 | 89.2247 | 122.6562
122.756 | 3.419e-05 | -89.3221 | 3.4508e-05 | -89.2417 | -89.2417 | 89.2417 | 122.756
122.8558 | 3.4282e-05 | -89.2987 | 3.4433e-05 | -89.2604 | -89.2604 | 89.2604 | 122.8558
122.9556 | 3.4368e-05 | -89.277 | 3.4352e-05 | -89.2809 | -89.277 | 89.277 | 122.9556
123.0554 | 3.4447e-05 | -89.257 | 3.4265e-05 | -89.3031 | -89.257 | 89.257 | 123.0554
123.1552 | 3.452e-05 | -89.2387 | 3.4171e-05 | -89.3269 | -89.2387 | 89.2387 | 123.1552
123.255 | 3.4586e-05 | -89.2221 | 3.407e-05 | -89.3526 | -89.2221 | 89.2221 | 123.255
123.3548 | 3.4645e-05 | -89.2072 | 3.3963e-05 | -89.3799 | -89.2072 | 89.2072 | 123.3548
123.4546 | 3.4697e-05 | -89.1941 | 3.385e-05 | -89.4089 | -89.1941 | 89.1941 | 123.4546
123.5544 | 3.4743e-05 | -89.1826 | 3.373e-05 | -89.4397 | -89.1826 | 89.1826 | 123.5544
123.6542 | 3.4782e-05 | -89.1728 | 3.3604e-05 | -89.4721 | -89.1728 | 89.1728 | 123.6542
123.754 | 3.4815e-05 | -89.1648 | 3.3472e-05 | -89.5063 | -89.1648 | 89.1648 | 123.754
123.8538 | 3.484e-05 | -89.1584 | 3.3334e-05 | -89.5422 | -89.1584 | 89.1584 | 123.8538
123.9536 | 3.4859e-05 | -89.1536 | 3.319e-05 | -89.5798 | -89.1536 | 89.1536 | 123.9536
124.0534 | 3.4871e-05 | -89.1506 | 3.304e-05 | -89.6191 | -89.1506 | 89.1506 | 124.0534
124.1532 | 3.4877e-05 | -89.1493 | 3.2885e-05 | -89.6602 | -89.1493 | 89.1493 | 124.1532
124.253 | 3.4876e-05 | -89.1496 | 3.2723e-05 | -89.7029 | -89.1496 | 89.1496 | 124.253
124.3528 | 3.4868e-05 | -89.1516 | 3.2556e-05 | -89.7474 | -89.1516 | 89.1516 | 124.3528
124.4526 | 3.4853e-05 | -89.1552 | 3.2383e-05 | -89.7936 | -89.1552 | 89.1552 | 124.4526
124.5524 | 3.4831e-05 | -89.1606 | 3.2205e-05 | -89.8415 | -89.1606 | 89.1606 | 124.5524
124.6522 | 3.4803e-05 | -89.1676 | 3.2022e-05 | -89.8911 | -89.1676 | 89.1676 | 124.6522
124.752 | 3.4769e-05 | -89.1762 | 3.1833e-05 | -89.9424 | -89.1762 | 89.1762 | 124.752
124.8518 | 3.4728e-05 | -89.1865 | 3.1639e-05 | -89.9955 | -89.1865 | 89.1865 | 124.8518
124.9516 | 3.468e-05 | -89.1985 | 3.144e-05 | -90.0503 | -89.1985 | 89.1985 | 124.9516
125.0514 | 3.4625e-05 | -89.2121 | 3.1236e-05 | -90.1068 | -89.2121 | 89.2121 | 125.0514
125.1512 | 3.4564e-05 | -89.2274 | 3.1028e-05 | -90.165 | -89.2274 | 89.2274 | 125.1512
125.251 | 3.4497e-05 | -89.2444 | 3.0814e-05 | -90.225 | -89.2444 | 89.2444 | 125.251
125.3508 | 3.4423e-05 | -89.263 | 3.0596e-05 | -90.2867 | -89.263 | 89.263 | 125.3508
125.4506 | 3.4343e-05 | -89.2832 | 3.0373e-05 | -90.3501 | -89.2832 | 89.2832 | 125.4506
125.5504 | 3.4257e-05 | -89.3051 | 3.0146e-05 | -90.4153 | -89.3051 | 89.3051 | 125.5504
125.6502 | 3.4164e-05 | -89.3287 | 2.9915e-05 | -90.4822 | -89.3287 | 89.3287 | 125.6502
125.75 | 3.4065e-05 | -89.3539 | 2.968e-05 | -90.5508 | -89.3539 | 89.3539 | 125.75
125.8498 | 3.396e-05 | -89.3807 | 2.944e-05 | -90.6212 | -89.3807 | 89.3807 | 125.8498
125.9496 | 3.3849e-05 | -89.4092 | 2.9197e-05 | -90.6933 | -89.4092 | 89.4092 | 125.9496
126.0494 | 3.3731e-05 | -89.4393 | 2.8949e-05 | -90.7672 | -89.4393 | 89.4393 | 126.0494
126.1492 | 3.3608e-05 | -89.4711 | 2.8698e-05 | -90.8428 | -89.4711 | 89.4711 | 126.1492
126.249 | 3.3479e-05 | -89.5046 | 2.8444e-05 | -90.9202 | -89.5046 | 89.5046 | 126.249
126.3488 | 3.3344e-05 | -89.5396 | 2.8186e-05 | -90.9994 | -89.5396 | 89.5396 | 126.3488
126.4486 | 3.3203e-05 | -89.5764 | 2.7925e-05 | -91.0803 | -89.5764 | 89.5764 | 126.4486
126.5484 | 3.3057e-05 | -89.6147 | 2.766e-05 | -91.163 | -89.6147 | 89.6147 | 126.5484
126.6482 | 3.2905e-05 | -89.6548 | 2.7392e-05 | -91.2474 | -89.6548 | 89.6548 | 126.6482
126.748 | 3.2748e-05 | -89.6964 | 2.7122e-05 | -91.3336 | -89.6964 | 89.6964 | 126.748
126.8478 | 3.2585e-05 | -89.7398 | 2.6848e-05 | -91.4217 | -89.7398 | 89.7398 | 126.8478
126.9476 | 3.2416e-05 | -89.7847 | 2.6572e-05 | -91.5114 | -89.7847 | 89.7847 | 126.9476
127.0474 | 3.2243e-05 | -89.8313 | 2.6294e-05 | -91.603 | -89.8313 | 89.8313 | 127.0474
127.1472 | 3.2064e-05 | -89.8796 | 2.6012e-05 | -91.6964 | -89.8796 | 89.8796 | 127.1472
127.247 | 3.188e-05 | -89.9295 | 2.5729e-05 | -91.7916 | -89.9295 | 89.9295 | 127.247
127.3468 | 3.1692e-05 | -89.9811 | 2.5443e-05 | -91.8885 | -89.9811 | 89.9811 | 127.3468
127.4466 | 3.1498e-05 | -90.0343 | 2.5156e-05 | -91.9873 | -90.0343 | 90.0343 | 127.4466
127.5464 | 3.13e-05 | -90.0892 | 2.4866e-05 | -92.0879 | -90.0892 | 90.0892 | 127.5464
127.6462 | 3.1096e-05 | -90.1458 | 2.4574e-05 | -92.1903 | -90.1458 | 90.1458 | 127.6462
127.746 | 3.0889e-05 | -90.204 | 2.4281e-05 | -92.2946 | -90.204 | 90.204 | 127.746
127.8458 | 3.0677e-05 | -90.2639 | 2.3986e-05 | -92.4007 | -90.2639 | 90.2639 | 127.8458
127.9456 | 3.046e-05 | -90.3254 | 2.369e-05 | -92.5086 | -90.3254 | 90.3254 | 127.9456
128.0454 | 3.0239e-05 | -90.3886 | 2.3393e-05 | -92.6184 | -90.3886 | 90.3886 | 128.0454
128.1452 | 3.0014e-05 | -90.4534 | 2.3094e-05 | -92.73 | -90.4534 | 90.4534 | 128.1452
128.245 | 2.9785e-05 | -90.52 | 2.2794e-05 | -92.8434 | -90.52 | 90.52 | 128.245
128.3448 | 2.9552e-05 | -90.5882 | 2.2494e-05 | -92.9588 | -90.5882 | 90.5882 | 128.3448
128.4446 | 2.9315e-05 | -90.6581 | 2.2192e-05 | -93.076 | -90.6581 | 90.6581 | 128.4446
128.5444 | 2.9075e-05 | -90.7297 | 2.189e-05 | -93.1951 | -90.7297 | 90.7297 | 128.5444
128.6442 | 2.8831e-05 | -90.8029 | 2.1587e-05 | -93.3161 | -90.8029 | 90.8029 | 128.6442
128.744 | 2.8583e-05 | -90.8778 | 2.1284e-05 | -93.439 | -90.8778 | 90.8778 | 128.744
128.8438 | 2.8332e-05 | -90.9545 | 2.098e-05 | -93.5637 | -90.9545 | 90.9545 | 128.8438
128.9436 | 2.8078e-05 | -91.0328 | 2.0677e-05 | -93.6904 | -91.0328 | 91.0328 | 128.9436
129.0434 | 2.782e-05 | -91.1128 | 2.0373e-05 | -93.819 | -91.1128 | 91.1128 | 129.0434
129.1432 | 2.756e-05 | -91.1945 | 2.0069e-05 | -93.9496 | -91.1945 | 91.1945 | 129.1432
129.243 | 2.7296e-05 | -91.2779 | 1.9765e-05 | -94.0821 | -91.2779 | 91.2779 | 129.243
129.3428 | 2.703e-05 | -91.363 | 1.9462e-05 | -94.2165 | -91.363 | 91.363 | 129.3428
129.4426 | 2.6761e-05 | -91.4499 | 1.9158e-05 | -94.3529 | -91.4499 | 91.4499 | 129.4426
129.5424 | 2.649e-05 | -91.5384 | 1.8856e-05 | -94.4912 | -91.5384 | 91.5384 | 129.5424
129.6422 | 2.6216e-05 | -91.6287 | 1.8553e-05 | -94.6315 | -91.6287 | 91.6287 | 129.6422
129.742 | 2.594e-05 | -91.7207 | 1.8252e-05 | -94.7738 | -91.7207 | 91.7207 | 129.742
129.8418 | 2.5661e-05 | -91.8144 | 1.7951e-05 | -94.9181 | -91.8144 | 91.8144 | 129.8418
129.9416 | 2.5381e-05 | -91.9099 | 1.7651e-05 | -95.0644 | -91.9099 | 91.9099 | 129.9416
130.0414 | 2.5098e-05 | -92.0071 | 1.7353e-05 | -95.2127 | -92.0071 | 92.0071 | 130.0414
130.1412 | 2.4814e-05 | -92.106 | 1.7055e-05 | -95.3631 | -92.106 | 92.106 | 130.1412
130.241 | 2.4528e-05 | -92.2067 | 1.6758e-05 | -95.5155 | -92.2067 | 92.2067 | 130.241
130.3408 | 2.4241e-05 | -92.3091 | 1.6463e-05 | -95.6699 | -92.3091 | 92.3091 | 130.3408
130.4406 | 2.3951e-05 | -92.4134 | 1.6169e-05 | -95.8264 | -92.4134 | 92.4134 | 130.4406
130.5404 | 2.3661e-05 | -92.5193 | 1.5876e-05 | -95.985 | -92.5193 | 92.5193 | 130.5404
130.6402 | 2.3369e-05 | -92.6271 | 1.5585e-05 | -96.1456 | -92.6271 | 92.6271 | 130.6402
130.74 | 2.3076e-05 | -92.7366 | 1.5296e-05 | -96.3083 | -92.7366 | 92.7366 | 130.74
130.8398 | 2.2783e-05 | -92.8479 | 1.5009e-05 | -96.4732 | -92.8479 | 92.8479 | 130.8398
130.9396 | 2.2488e-05 | -92.961 | 1.4723e-05 | -96.6402 | -92.961 | 92.961 | 130.9396
131.0394 | 2.2192e-05 | -93.076 | 1.4439e-05 | -96.8093 | -93.076 | 93.076 | 131.0394
131.1392 | 2.1896e-05 | -93.1927 | 1.4157e-05 | -96.9806 | -93.1927 | 93.1927 | 131.1392
131.239 | 2.1599e-05 | -93.3112 | 1.3877e-05 | -97.154 | -93.3112 | 93.3112 | 131.239
131.3388 | 2.1302e-05 | -93.4315 | 1.3599e-05 | -97.3296 | -93.4315 | 93.4315 | 131.3388
131.4386 | 2.1005e-05 | -93.5537 | 1.3324e-05 | -97.5074 | -93.5537 | 93.5537 | 131.4386
131.5384 | 2.0707e-05 | -93.6777 | 1.3051e-05 | -97.6874 | -93.6777 | 93.6777 | 131.5384
131.6382 | 2.0409e-05 | -93.8036 | 1.278e-05 | -97.8696 | -93.8036 | 93.8036 | 131.6382
131.738 | 2.0111e-05 | -93.9313 | 1.2511e-05 | -98.0541 | -93.9313 | 93.9313 | 131.738
131.8378 | 1.9813e-05 | -94.0609 | 1.2245e-05 | -98.2408 | -94.0609 | 94.0609 | 131.8378
131.9376 | 1.9516e-05 | -94.1923 | 1.1981e-05 | -98.4298 | -94.1923 | 94.1923 | 131.9376
132.0374 | 1.9218e-05 | -94.3256 | 1.172e-05 | -98.6211 | -94.3256 | 94.3256 | 132.0374
132.1372 | 1.8922e-05 | -94.4608 | 1.1462e-05 | -98.8147 | -94.4608 | 94.4608 | 132.1372
132.237 | 1.8625e-05 | -94.5979 | 1.1206e-05 | -99.0106 | -94.5979 | 94.5979 | 132.237
132.3368 | 1.833e-05 | -94.7369 | 1.0954e-05 | -99.2089 | -94.7369 | 94.7369 | 132.3368
132.4366 | 1.8035e-05 | -94.8779 | 1.0704e-05 | -99.4095 | -94.8779 | 94.8779 | 132.4366
132.5364 | 1.774e-05 | -95.0207 | 1.0456e-05 | -99.6124 | -95.0207 | 95.0207 | 132.5364
132.6362 | 1.7447e-05 | -95.1655 | 1.0212e-05 | -99.8178 | -95.1655 | 95.1655 | 132.6362
132.736 | 1.7155e-05 | -95.3122 | 9.9706e-06 | -100.0256 | -95.3122 | 95.3122 | 132.736
132.8358 | 1.6864e-05 | -95.4609 | 9.7321e-06 | -100.2358 | -95.4609 | 95.4609 | 132.8358
132.9356 | 1.6574e-05 | -95.6115 | 9.4967e-06 | -100.4485 | -95.6115 | 95.6115 | 132.9356
133.0354 | 1.6285e-05 | -95.7641 | 9.2644e-06 | -100.6637 | -95.7641 | 95.7641 | 133.0354
133.1352 | 1.5998e-05 | -95.9187 | 9.0351e-06 | -100.8813 | -95.9187 | 95.9187 | 133.1352
133.235 | 1.5712e-05 | -96.0753 | 8.809e-06 | -101.1015 | -96.0753 | 96.0753 | 133.235
133.3348 | 1.5428e-05 | -96.2339 | 8.586e-06 | -101.3242 | -96.2339 | 96.2339 | 133.3348
133.4346 | 1.5145e-05 | -96.3945 | 8.3662e-06 | -101.5494 | -96.3945 | 96.3945 | 133.4346
133.5344 | 1.4864e-05 | -96.5572 | 8.1496e-06 | -101.7773 | -96.5572 | 96.5572 | 133.5344
133.6342 | 1.4585e-05 | -96.7219 | 7.9362e-06 | -102.0078 | -96.7219 | 96.7219 | 133.6342
133.734 | 1.4308e-05 | -96.8887 | 7.7261e-06 | -102.2408 | -96.8887 | 96.8887 | 133.734
133.8338 | 1.4032e-05 | -97.0575 | 7.5192e-06 | -102.4766 | -97.0575 | 97.0575 | 133.8338
133.9336 | 1.3759e-05 | -97.2284 | 7.3156e-06 | -102.715 | -97.2284 | 97.2284 | 133.9336
134.0334 | 1.3487e-05 | -97.4014 | 7.1153e-06 | -102.9562 | -97.4014 | 97.4014 | 134.0334
134.1332 | 1.3218e-05 | -97.5766 | 6.9183e-06 | -103.2001 | -97.5766 | 97.5766 | 134.1332
134.233 | 1.2951e-05 | -97.7538 | 6.7246e-06 | -103.4467 | -97.7538 | 97.7538 | 134.233
134.3328 | 1.2686e-05 | -97.9332 | 6.5342e-06 | -103.6961 | -97.9332 | 97.9332 | 134.3328
134.4326 | 1.2424e-05 | -98.1148 | 6.3472e-06 | -103.9484 | -98.1148 | 98.1148 | 134.4326
134.5324 | 1.2164e-05 | -98.2985 | 6.1635e-06 | -104.2035 | -98.2985 | 98.2985 | 134.5324
134.6322 | 1.1906e-05 | -98.4845 | 5.9831e-06 | -104.4614 | -98.4845 | 98.4845 | 134.6322
134.732 | 1.1651e-05 | -98.6726 | 5.8061e-06 | -104.7223 | -98.6726 | 98.6726 | 134.732
134.8318 | 1.1399e-05 | -98.8629 | 5.6324e-06 | -104.9862 | -98.8629 | 98.8629 | 134.8318
134.9316 | 1.1149e-05 | -99.0555 | 5.462e-06 | -105.2529 | -99.0555 | 99.0555 | 134.9316
135.0314 | 1.0901e-05 | -99.2503 | 5.295e-06 | -105.5227 | -99.2503 | 99.2503 | 135.0314
135.1312 | 1.0657e-05 | -99.4474 | 5.1312e-06 | -105.7956 | -99.4474 | 99.4474 | 135.1312
135.231 | 1.0415e-05 | -99.6468 | 4.9708e-06 | -106.0715 | -99.6468 | 99.6468 | 135.231
135.3308 | 1.0176e-05 | -99.8484 | 4.8137e-06 | -106.3505 | -99.8484 | 99.8484 | 135.3308
135.4306 | 9.9398e-06 | -100.0524 | 4.6598e-06 | -106.6326 | -100.0524 | 100.0524 | 135.4306
135.5304 | 9.7065e-06 | -100.2588 | 4.5092e-06 | -106.9179 | -100.2588 | 100.2588 | 135.5304
135.6302 | 9.476e-06 | -100.4675 | 4.3619e-06 | -107.2065 | -100.4675 | 100.4675 | 135.6302
135.73 | 9.2485e-06 | -100.6786 | 4.2178e-06 | -107.4983 | -100.6786 | 100.6786 | 135.73
135.8298 | 9.024e-06 | -100.8921 | 4.0769e-06 | -107.7934 | -100.8921 | 100.8921 | 135.8298
135.9296 | 8.8024e-06 | -101.108 | 3.9392e-06 | -108.0918 | -101.108 | 101.108 | 135.9296
136.0294 | 8.5839e-06 | -101.3263 | 3.8047e-06 | -108.3936 | -101.3263 | 101.3263 | 136.0294
136.1292 | 8.3684e-06 | -101.5471 | 3.6733e-06 | -108.6988 | -101.5471 | 101.5471 | 136.1292
136.229 | 8.1561e-06 | -101.7704 | 3.5451e-06 | -109.0075 | -101.7704 | 101.7704 | 136.229
136.3288 | 7.9468e-06 | -101.9962 | 3.4199e-06 | -109.3197 | -101.9962 | 101.9962 | 136.3288
136.4286 | 7.7406e-06 | -102.2245 | 3.2978e-06 | -109.6354 | -102.2245 | 102.2245 | 136.4286
136.5284 | 7.5376e-06 | -102.4554 | 3.1788e-06 | -109.9547 | -102.4554 | 102.4554 | 136.5284
136.6282 | 7.3377e-06 | -102.6888 | 3.0628e-06 | -110.2777 | -102.6888 | 102.6888 | 136.6282
136.728 | 7.1409e-06 | -102.9249 | 2.9497e-06 | -110.6044 | -102.9249 | 102.9249 | 136.728
136.8278 | 6.9474e-06 | -103.1636 | 2.8396e-06 | -110.9348 | -103.1636 | 103.1636 | 136.8278
136.9276 | 6.757e-06 | -103.4049 | 2.7324e-06 | -111.269 | -103.4049 | 103.4049 | 136.9276
137.0274 | 6.5698e-06 | -103.6489 | 2.6281e-06 | -111.6071 | -103.6489 | 103.6489 | 137.0274
137.1272 | 6.3859e-06 | -103.8956 | 2.5266e-06 | -111.9491 | -103.8956 | 103.8956 | 137.1272
137.227 | 6.2051e-06 | -104.145 | 2.428e-06 | -112.2951 | -104.145 | 104.145 | 137.227
137.3268 | 6.0275e-06 | -104.3972 | 2.3321e-06 | -112.6451 | -104.3972 | 104.3972 | 137.3268
137.4266 | 5.8532e-06 | -104.6522 | 2.2389e-06 | -112.9991 | -104.6522 | 104.6522 | 137.4266
137.5264 | 5.682e-06 | -104.91 | 2.1485e-06 | -113.3573 | -104.91 | 104.91 | 137.5264
137.6262 | 5.514e-06 | -105.1706 | 2.0607e-06 | -113.7198 | -105.1706 | 105.1706 | 137.6262
137.726 | 5.3492e-06 | -105.4341 | 1.9755e-06 | -114.0865 | -105.4341 | 105.4341 | 137.726
137.8258 | 5.1877e-06 | -105.7006 | 1.8929e-06 | -114.4575 | -105.7006 | 105.7006 | 137.8258
137.9256 | 5.0293e-06 | -105.9699 | 1.8128e-06 | -114.8329 | -105.9699 | 105.9699 | 137.9256
138.0254 | 4.874e-06 | -106.2423 | 1.7352e-06 | -115.2129 | -106.2423 | 106.2423 | 138.0254
138.1252 | 4.7219e-06 | -106.5176 | 1.6601e-06 | -115.5973 | -106.5176 | 106.5176 | 138.1252
138.225 | 4.573e-06 | -106.796 | 1.5874e-06 | -115.9864 | -106.796 | 106.796 | 138.225
138.3248 | 4.4272e-06 | -107.0774 | 1.517e-06 | -116.3803 | -107.0774 | 107.0774 | 138.3248
138.4246 | 4.2845e-06 | -107.362 | 1.449e-06 | -116.7789 | -107.362 | 107.362 | 138.4246
138.5244 | 4.1449e-06 | -107.6497 | 1.3832e-06 | -117.1823 | -107.6497 | 107.6497 | 138.5244
138.6242 | 4.0084e-06 | -107.9406 | 1.3197e-06 | -117.5907 | -107.9406 | 107.9406 | 138.6242
138.724 | 3.875e-06 | -108.2347 | 1.2583e-06 | -118.0042 | -108.2347 | 108.2347 | 138.724
138.8238 | 3.7445e-06 | -108.532 | 1.1991e-06 | -118.4228 | -108.532 | 108.532 | 138.8238
138.9236 | 3.6171e-06 | -108.8327 | 1.142e-06 | -118.8466 | -108.8327 | 108.8327 | 138.9236
139.0234 | 3.4927e-06 | -109.1367 | 1.087e-06 | -119.2757 | -109.1367 | 109.1367 | 139.0234
139.1232 | 3.3713e-06 | -109.4441 | 1.0339e-06 | -119.7102 | -109.4441 | 109.4441 | 139.1232
139.223 | 3.2528e-06 | -109.755 | 9.8285e-07 | -120.1503 | -109.755 | 109.755 | 139.223
139.3228 | 3.1371e-06 | -110.0693 | 9.3369e-07 | -120.596 | -110.0693 | 110.0693 | 139.3228
139.4226 | 3.0244e-06 | -110.3871 | 8.864e-07 | -121.0474 | -110.3871 | 110.3871 | 139.4226
139.5224 | 2.9146e-06 | -110.7085 | 8.4094e-07 | -121.5046 | -110.7085 | 110.7085 | 139.5224
139.6222 | 2.8075e-06 | -111.0336 | 7.9727e-07 | -121.9679 | -111.0336 | 111.0336 | 139.6222
139.722 | 2.7033e-06 | -111.3622 | 7.5534e-07 | -122.4372 | -111.3622 | 111.3622 | 139.722
139.8218 | 2.6018e-06 | -111.6947 | 7.151e-07 | -122.9127 | -111.6947 | 111.6947 | 139.8218
139.9216 | 2.503e-06 | -112.0308 | 6.7651e-07 | -123.3945 | -112.0308 | 112.0308 | 139.9216
140.0214 | 2.4069e-06 | -112.3708 | 6.3953e-07 | -123.8828 | -112.3708 | 112.3708 | 140.0214
140.1212 | 2.3135e-06 | -112.7147 | 6.0411e-07 | -124.3777 | -112.7147 | 112.7147 | 140.1212
140.221 | 2.2227e-06 | -113.0625 | 5.702e-07 | -124.8794 | -113.0625 | 113.0625 | 140.221
140.3208 | 2.1344e-06 | -113.4143 | 5.3778e-07 | -125.388 | -113.4143 | 113.4143 | 140.3208
140.4206 | 2.0488e-06 | -113.7702 | 5.0678e-07 | -125.9036 | -113.7702 | 113.7702 | 140.4206
140.5204 | 1.9656e-06 | -114.1302 | 4.7718e-07 | -126.4264 | -114.1302 | 114.1302 | 140.5204
140.6202 | 1.8849e-06 | -114.4943 | 4.4892e-07 | -126.9566 | -114.4943 | 114.4943 | 140.6202
140.72 | 1.8066e-06 | -114.8627 | 4.2197e-07 | -127.4944 | -114.8627 | 114.8627 | 140.72
140.8198 | 1.7307e-06 | -115.2354 | 3.9628e-07 | -128.0399 | -115.2354 | 115.2354 | 140.8198
140.9196 | 1.6572e-06 | -115.6125 | 3.7182e-07 | -128.5933 | -115.6125 | 115.6125 | 140.9196
141.0194 | 1.586e-06 | -115.994 | 3.4855e-07 | -129.1548 | -115.994 | 115.994 | 141.0194
141.1192 | 1.517e-06 | -116.3801 | 3.2642e-07 | -129.7246 | -116.3801 | 116.3801 | 141.1192
141.219 | 1.4503e-06 | -116.7708 | 3.0539e-07 | -130.3029 | -116.7708 | 116.7708 | 141.219
141.3188 | 1.3858e-06 | -117.1661 | 2.8543e-07 | -130.89 | -117.1661 | 117.1661 | 141.3188
141.4186 | 1.3234e-06 | -117.5662 | 2.665e-07 | -131.486 | -117.5662 | 117.5662 | 141.4186
141.5184 | 1.2631e-06 | -117.9711 | 2.4856e-07 | -132.0913 | -117.9711 | 117.9711 | 141.5184
141.6182 | 1.2049e-06 | -118.3809 | 2.3158e-07 | -132.706 | -118.3809 | 118.3809 | 141.6182
141.718 | 1.1487e-06 | -118.7958 | 2.1552e-07 | -133.3303 | -118.7958 | 118.7958 | 141.718
141.8178 | 1.0945e-06 | -119.2157 | 2.0034e-07 | -133.9647 | -119.2157 | 119.2157 | 141.8178
141.9176 | 1.0422e-06 | -119.6409 | 1.8601e-07 | -134.6093 | -119.6409 | 119.6409 | 141.9176
142.0174 | 9.9183e-07 | -120.0713 | 1.7249e-07 | -135.2645 | -120.0713 | 120.0713 | 142.0174
142.1172 | 9.4329e-07 | -120.5071 | 1.5976e-07 | -135.9306 | -120.5071 | 120.5071 | 142.1172
142.217 | 8.9656e-07 | -120.9484 | 1.4778e-07 | -136.6078 | -120.9484 | 120.9484 | 142.217
142.3168 | 8.516e-07 | -121.3953 | 1.3651e-07 | -137.2966 | -121.3953 | 121.3953 | 142.3168
142.4166 | 8.0836e-07 | -121.8479 | 1.2593e-07 | -137.9972 | -121.8479 | 121.8479 | 142.4166
142.5164 | 7.6681e-07 | -122.3063 | 1.1601e-07 | -138.7101 | -122.3063 | 122.3063 | 142.5164
142.6162 | 7.2689e-07 | -122.7706 | 1.0671e-07 | -139.4356 | -122.7706 | 122.7706 | 142.6162
142.716 | 6.8858e-07 | -123.241 | 9.8014e-08 | -140.1742 | -123.241 | 123.241 | 142.716
142.8158 | 6.5181e-07 | -123.7175 | 8.9885e-08 | -140.9263 | -123.7175 | 123.7175 | 142.8158
142.9156 | 6.1657e-07 | -124.2004 | 8.2297e-08 | -141.6923 | -124.2004 | 124.2004 | 142.9156
143.0154 | 5.828e-07 | -124.6897 | 7.5225e-08 | -142.4728 | -124.6897 | 124.6897 | 143.0154
143.1152 | 5.5046e-07 | -125.1855 | 6.8642e-08 | -143.2682 | -125.1855 | 125.1855 | 143.1152
143.215 | 5.1951e-07 | -125.6881 | 6.2524e-08 | -144.079 | -125.6881 | 125.6881 | 143.215
143.3148 | 4.8992e-07 | -126.1975 | 5.6846e-08 | -144.906 | -126.1975 | 126.1975 | 143.3148
143.4146 | 4.6164e-07 | -126.714 | 5.1585e-08 | -145.7495 | -126.714 | 126.714 | 143.4146
143.5144 | 4.3463e-07 | -127.2376 | 4.6718e-08 | -146.6103 | -127.2376 | 127.2376 | 143.5144
143.6142 | 4.0885e-07 | -127.7686 | 4.2223e-08 | -147.4891 | -127.7686 | 127.7686 | 143.6142
143.714 | 3.8428e-07 | -128.3071 | 3.8078e-08 | -148.3866 | -128.3071 | 128.3071 | 143.714
143.8138 | 3.6086e-07 | -128.8533 | 3.4263e-08 | -149.3035 | -128.8533 | 128.8533 | 143.8138
143.9136 | 3.3856e-07 | -129.4074 | 3.0759e-08 | -150.2406 | -129.4074 | 129.4074 | 143.9136
144.0134 | 3.1734e-07 | -129.9695 | 2.7546e-08 | -151.1988 | -129.9695 | 129.9695 | 144.0134
144.1132 | 2.9717e-07 | -130.5399 | 2.4606e-08 | -152.1791 | -130.5399 | 130.5399 | 144.1132
144.213 | 2.7801e-07 | -131.1188 | 2.1922e-08 | -153.1823 | -131.1188 | 131.1188 | 144.213
144.3128 | 2.5982e-07 | -131.7064 | 1.9477e-08 | -154.2097 | -131.7064 | 131.7064 | 144.3128
144.4126 | 2.4258e-07 | -132.303 | 1.7254e-08 | -155.2622 | -132.303 | 132.303 | 144.4126
144.5124 | 2.2624e-07 | -132.9086 | 1.5238e-08 | -156.3412 | -132.9086 | 132.9086 | 144.5124
144.6122 | 2.1077e-07 | -133.5237 | 1.3415e-08 | -157.4479 | -133.5237 | 133.5237 | 144.6122
144.712 | 1.9614e-07 | -134.1485 | 1.1771e-08 | -158.5837 | -134.1485 | 134.1485 | 144.712
144.8118 | 1.8232e-07 | -134.7832 | 1.0292e-08 | -159.7502 | -134.7832 | 134.7832 | 144.8118
144.9116 | 1.6928e-07 | -135.4281 | 8.9649e-09 | -160.9491 | -135.4281 | 135.4281 | 144.9116
145.0114 | 1.5697e-07 | -136.0835 | 7.7786e-09 | -162.182 | -136.0835 | 136.0835 | 145.0114
145.1112 | 1.4538e-07 | -136.7498 | 6.7213e-09 | -163.451 | -136.7498 | 136.7498 | 145.1112
145.211 | 1.3447e-07 | -137.4272 | 5.7822e-09 | -164.7581 | -137.4272 | 137.4272 | 145.211
145.3108 | 1.2422e-07 | -138.116 | 4.9512e-09 | -166.1057 | -138.116 | 138.116 | 145.3108
145.4106 | 1.1459e-07 | -138.8167 | 4.2187e-09 | -167.4964 | -138.8167 | 138.8167 | 145.4106
145.5104 | 1.0556e-07 | -139.5297 | 3.5757e-09 | -168.9328 | -139.5297 | 139.5297 | 145.5104
145.6102 | 9.7105e-08 | -140.2552 | 3.0137e-09 | -170.4181 | -140.2552 | 140.2552 | 145.6102
145.71 | 8.919e-08 | -140.9937 | 2.5247e-09 | -171.9557 | -140.9937 | 140.9937 | 145.71
145.8098 | 8.1793e-08 | -141.7456 | 2.1015e-09 | -173.5493 | -141.7456 | 141.7456 | 145.8098
145.9096 | 7.489e-08 | -142.5115 | 1.7372e-09 | -175.2031 | -142.5115 | 142.5115 | 145.9096
146.0094 | 6.8456e-08 | -143.2917 | 1.4253e-09 | -176.9219 | -143.2917 | 143.2917 | 146.0094
146.1092 | 6.2468e-08 | -144.0868 | 1.16e-09 | -178.7107 | -144.0868 | 144.0868 | 146.1092
146.209 | 5.6903e-08 | -144.8974 | 9.3587e-10 | -180.5757 | -144.8974 | 144.8974 | 146.209
146.3088 | 5.1738e-08 | -145.7239 | 7.4788e-10 | -182.5234 | -145.7239 | 145.7239 | 146.3088
146.4086 | 4.6952e-08 | -146.567 | 5.9145e-10 | -184.5616 | -146.567 | 146.567 | 146.4086
146.5084 | 4.2524e-08 | -147.4273 | 4.6244e-10 | -186.699 | -147.4273 | 147.4273 | 146.5084
146.6082 | 3.8435e-08 | -148.3055 | 3.5704e-10 | -188.9457 | -148.3055 | 148.3055 | 146.6082
146.708 | 3.4665e-08 | -149.2023 | 2.7184e-10 | -191.3136 | -149.2023 | 149.2023 | 146.708
146.8078 | 3.1195e-08 | -150.1184 | 2.0379e-10 | -193.8165 | -150.1184 | 150.1184 | 146.8078
146.9076 | 2.8007e-08 | -151.0547 | 1.5013e-10 | -196.4705 | -151.0547 | 151.0547 | 146.9076
147.0074 | 2.5084e-08 | -152.0121 | 1.0845e-10 | -199.2953 | -152.0121 | 152.0121 | 147.0074
147.1072 | 2.2409e-08 | -152.9914 | 7.661e-11 | -202.3143 | -152.9914 | 152.9914 | 147.1072
147.207 | 1.9967e-08 | -153.9936 | 5.2746e-11 | -205.5562 | -153.9936 | 153.9936 | 147.207
147.3068 | 1.7742e-08 | -155.0198 | 3.525e-11 | -209.0567 | -155.0198 | 155.0198 | 147.3068
147.4066 | 1.572e-08 | -156.0712 | 2.2749e-11 | -212.8609 | -156.0712 | 156.0712 | 147.4066
147.5064 | 1.3885e-08 | -157.1488 | 1.4082e-11 | -217.0265 | -157.1488 | 157.1488 | 147.5064
147.6062 | 1.2226e-08 | -158.2541 | 8.2891e-12 | -221.6299 | -158.2541 | 158.2541 | 147.6062
147.706 | 1.073e-08 | -159.3884 | 4.5844e-12 | -226.7743 | -159.3884 | 159.3884 | 147.706
147.8058 | 9.3829e-09 | -160.5532 | 2.343e-12 | -232.6045 | -160.5532 | 160.5532 | 147.8058
147.9056 | 8.175e-09 | -161.7503 | 1.0798e-12 | -239.3327 | -161.7503 | 161.7503 | 147.9056
148.0054 | 7.0947e-09 | -162.9813 | 4.321e-13 | -247.2882 | -162.9813 | 162.9813 | 148.0054
148.1052 | 6.1318e-09 | -164.2482 | 1.4088e-13 | -257.0228 | -164.2482 | 164.2482 | 148.1052
148.205 | 5.2765e-09 | -165.5531 | 3.3219e-14 | -269.5722 | -165.5531 | 165.5531 | 148.205
148.3048 | 4.5194e-09 | -166.8983 | 4.3323e-15 | -287.2656 | -166.8983 | 166.8983 | 148.3048
148.4046 | 3.8519e-09 | -168.2864 | 1.3233e-16 | -317.5669 | -168.2864 | 168.2864 | 148.4046
148.5044 | 3.2659e-09 | -169.7201 | 3.9123e-27 | -528.1514 | -169.7201 | 169.7201 | 148.5044
148.6042 | 2.7535e-09 | -171.2024 | 1.4208e-16 | -316.9494 | -171.2024 | 171.2024 | 148.6042
148.704 | 2.3076e-09 | -172.7367 | 4.4441e-15 | -287.0444 | -172.7367 | 172.7367 | 148.704
148.8038 | 1.9216e-09 | -174.3269 | 3.3412e-14 | -269.522 | -174.3269 | 174.3269 | 148.8038
148.9036 | 1.5891e-09 | -175.9769 | 1.3984e-13 | -257.0873 | -175.9769 | 175.9769 | 148.9036
149.0034 | 1.3044e-09 | -177.6915 | 4.2438e-13 | -247.4449 | -177.6915 | 177.6915 | 149.0034
149.1032 | 1.0622e-09 | -179.4759 | 1.0507e-12 | -239.5703 | -179.4759 | 179.4759 | 149.1032
149.203 | 8.5744e-10 | -181.336 | 2.2603e-12 | -232.9165 | -181.336 | 181.336 | 149.203
149.3028 | 6.8562e-10 | -183.2784 | 4.387e-12 | -227.1567 | -183.2784 | 183.2784 | 149.3028
149.4026 | 5.4258e-10 | -185.3107 | 7.8703e-12 | -222.0801 | -185.3107 | 185.3107 | 149.4026
149.5024 | 4.2454e-10 | -187.4417 | 1.327e-11 | -217.5426 | -187.4417 | 187.4417 | 149.5024
149.6022 | 3.2805e-10 | -189.6813 | 2.1278e-11 | -213.4415 | -189.6813 | 189.6813 | 149.6022
149.702 | 2.5e-10 | -192.0413 | 3.2731e-11 | -209.7009 | -192.0413 | 192.0413 | 149.702
149.8018 | 1.876e-10 | -194.5353 | 4.8624e-11 | -206.263 | -194.5353 | 194.5353 | 149.8018
149.9016 | 1.3837e-10 | -197.1794 | 7.012e-11 | -203.0832 | -197.1794 | 197.1794 | 149.9016
150.0014 | 1.0008e-10 | -199.9929 | 9.8562e-11 | -200.1258 | -199.9929 | 199.9929 | 150.0014
150.1012 | 7.0802e-11 | -202.9991 | 1.3548e-10 | -197.3622 | -197.3622 | 197.3622 | 150.1012
150.201 | 4.883e-11 | -206.2262 | 1.8262e-10 | -194.769 | -194.769 | 194.769 | 150.201
150.3008 | 3.2698e-11 | -209.7095 | 2.4191e-10 | -192.3268 | -192.3268 | 192.3268 | 150.3008
150.4006 | 2.1151e-11 | -213.4934 | 3.1553e-10 | -190.0193 | -190.0193 | 190.0193 | 150.4006
150.5004 | 1.313e-11 | -217.6347 | 4.0585e-10 | -187.8326 | -187.8326 | 187.8326 | 150.5004
150.6002 | 7.7549e-12 | -222.2085 | 5.1551e-10 | -185.7552 | -185.7552 | 185.7552 | 150.6002
150.7 | 4.3073e-12 | -227.3159 | 6.4737e-10 | -183.7769 | -183.7769 | 183.7769 | 150.7
150.7998 | 2.2134e-12 | -233.0987 | 8.0456e-10 | -181.8889 | -181.8889 | 181.8889 | 150.7998
150.8996 | 1.0275e-12 | -239.7641 | 9.9043e-10 | -180.0835 | -180.0835 | 180.0835 | 150.8996
150.9994 | 4.1535e-13 | -247.6317 | 1.2086e-09 | -178.3542 | -178.3542 | 178.3542 | 150.9994
151.0992 | 1.3748e-13 | -257.235 | 1.463e-09 | -176.6949 | -176.6949 | 176.6949 | 151.0992
151.199 | 3.3242e-14 | -269.5664 | 1.7578e-09 | -175.1004 | -175.1004 | 175.1004 | 151.199
151.2988 | 4.5568e-15 | -286.8269 | 2.0975e-09 | -173.5661 | -173.5661 | 173.5661 | 151.2988
151.3986 | 1.6126e-16 | -315.8493 | 2.4866e-09 | -172.0878 | -172.0878 | 172.0878 | 151.3986
151.4984 | 5.2261e-23 | -445.6365 | 2.9303e-09 | -170.6616 | -170.6616 | 170.6616 | 151.4984
151.5982 | 9.4183e-17 | -320.5206 | 3.4339e-09 | -169.2843 | -169.2843 | 169.2843 | 151.5982
151.698 | 3.4488e-15 | -289.2466 | 4.0028e-09 | -167.9527 | -167.9527 | 167.9527 | 151.698
151.7978 | 2.7307e-14 | -271.2746 | 4.6429e-09 | -166.6641 | -166.6641 | 166.6641 | 151.7978
151.8976 | 1.1727e-13 | -258.6161 | 5.3604e-09 | -165.416 | -165.416 | 165.416 | 151.8976
151.9974 | 3.6143e-13 | -248.8394 | 6.1617e-09 | -164.206 | -164.206 | 164.206 | 151.9974
152.0972 | 9.0414e-13 | -240.8753 | 7.0534e-09 | -163.032 | -163.032 | 163.032 | 152.0972
152.197 | 1.9594e-12 | -234.1573 | 8.0426e-09 | -161.8921 | -161.8921 | 161.8921 | 152.197
152.2968 | 3.8241e-12 | -228.3493 | 9.1364e-09 | -160.7845 | -160.7845 | 160.7845 | 152.2968
152.3966 | 6.8905e-12 | -223.235 | 1.0342e-08 | -159.7075 | -159.7075 | 159.7075 | 152.3966
152.4964 | 1.1658e-11 | -218.6672 | 1.1669e-08 | -158.6596 | -158.6596 | 158.6596 | 152.4964
152.5962 | 1.8748e-11 | -214.5411 | 1.3123e-08 | -157.6395 | -157.6395 | 157.6395 | 152.5962
152.696 | 2.8909e-11 | -210.7795 | 1.4713e-08 | -156.6458 | -156.6458 | 156.6458 | 152.696
152.7958 | 4.3034e-11 | -207.3238 | 1.6449e-08 | -155.6772 | -155.6772 | 155.6772 | 152.7958
152.8956 | 6.217e-11 | -204.1284 | 1.8339e-08 | -154.7327 | -154.7327 | 154.7327 | 152.8956
152.9954 | 8.7524e-11 | -201.1575 | 2.0391e-08 | -153.8112 | -153.8112 | 153.8112 | 152.9954
153.0952 | 1.2048e-10 | -198.3819 | 2.2616e-08 | -152.9117 | -152.9117 | 152.9117 | 153.0952
153.195 | 1.6259e-10 | -195.778 | 2.5023e-08 | -152.0334 | -152.0334 | 152.0334 | 153.195
153.2948 | 2.1562e-10 | -193.3261 | 2.7621e-08 | -151.1752 | -151.1752 | 151.1752 | 153.2948
153.3946 | 2.8152e-10 | -191.0098 | 3.0421e-08 | -150.3365 | -150.3365 | 150.3365 | 153.3946
153.4944 | 3.6244e-10 | -188.8152 | 3.3433e-08 | -149.5164 | -149.5164 | 149.5164 | 153.4944
153.5942 | 4.6077e-10 | -186.7304 | 3.6668e-08 | -148.7143 | -148.7143 | 148.7143 | 153.5942
153.694 | 5.7908e-10 | -184.7452 | 4.0136e-08 | -147.9294 | -147.9294 | 147.9294 | 153.694
153.7938 | 7.202e-10 | -182.8509 | 4.3847e-08 | -147.1612 | -147.1612 | 147.1612 | 153.7938
153.8936 | 8.8719e-10 | -181.0396 | 4.7813e-08 | -146.409 | -146.409 | 146.409 | 153.8936
153.9934 | 1.0833e-09 | -179.3047 | 5.2046e-08 | -145.6723 | -145.6723 | 145.6723 | 153.9934
154.0932 | 1.3122e-09 | -177.6402 | 5.6556e-08 | -144.9505 | -144.9505 | 144.9505 | 154.0932
154.193 | 1.5775e-09 | -176.0407 | 6.1354e-08 | -144.2431 | -144.2431 | 144.2431 | 154.193
154.2928 | 1.8833e-09 | -174.5017 | 6.6453e-08 | -143.5497 | -143.5497 | 143.5497 | 154.2928
154.3926 | 2.2339e-09 | -173.0188 | 7.1864e-08 | -142.8698 | -142.8698 | 142.8698 | 154.3926
154.4924 | 2.6338e-09 | -171.5884 | 7.7599e-08 | -142.2029 | -142.2029 | 142.2029 | 154.4924
154.5922 | 3.0878e-09 | -170.2069 | 8.367e-08 | -141.5487 | -141.5487 | 141.5487 | 154.5922
154.692 | 3.6011e-09 | -168.8714 | 9.0088e-08 | -140.9067 | -140.9067 | 140.9067 | 154.692
154.7918 | 4.1788e-09 | -167.579 | 9.6866e-08 | -140.2766 | -140.2766 | 140.2766 | 154.7918
154.8916 | 4.8266e-09 | -166.3271 | 1.0402e-07 | -139.658 | -139.658 | 139.658 | 154.8916
154.9914 | 5.5504e-09 | -165.1135 | 1.1155e-07 | -139.0506 | -139.0506 | 139.0506 | 154.9914
155.0912 | 6.3562e-09 | -163.936 | 1.1948e-07 | -138.454 | -138.454 | 138.454 | 155.0912
155.191 | 7.2504e-09 | -162.7927 | 1.2782e-07 | -137.868 | -137.868 | 137.868 | 155.191
155.2908 | 8.2397e-09 | -161.6818 | 1.3658e-07 | -137.2923 | -137.2923 | 137.2923 | 155.2908
155.3906 | 9.3309e-09 | -160.6015 | 1.4577e-07 | -136.7266 | -136.7266 | 136.7266 | 155.3906
155.4904 | 1.0531e-08 | -159.5505 | 1.5541e-07 | -136.1705 | -136.1705 | 136.1705 | 155.4904
155.5902 | 1.1848e-08 | -158.5272 | 1.655e-07 | -135.6239 | -135.6239 | 135.6239 | 155.5902
155.69 | 1.3289e-08 | -157.5304 | 1.7607e-07 | -135.0865 | -135.0865 | 135.0865 | 155.69
155.7898 | 1.4861e-08 | -156.5588 | 1.8711e-07 | -134.5581 | -134.5581 | 134.5581 | 155.7898
155.8896 | 1.6574e-08 | -155.6114 | 1.9865e-07 | -134.0384 | -134.0384 | 134.0384 | 155.8896
155.9894 | 1.8435e-08 | -154.6869 | 2.1069e-07 | -133.5272 | -133.5272 | 133.5272 | 155.9894
156.0892 | 2.0454e-08 | -153.7845 | 2.2325e-07 | -133.0243 | -133.0243 | 133.0243 | 156.0892
156.189 | 2.2638e-08 | -152.9033 | 2.3633e-07 | -132.5296 | -132.5296 | 132.5296 | 156.189
156.2888 | 2.4997e-08 | -152.0423 | 2.4996e-07 | -132.0427 | -132.0427 | 132.0427 | 156.2888
156.3886 | 2.754e-08 | -151.2007 | 2.6413e-07 | -131.5636 | -131.5636 | 131.5636 | 156.3886
156.4884 | 3.0277e-08 | -150.3779 | 2.7887e-07 | -131.092 | -131.092 | 131.092 | 156.4884
156.5882 | 3.3216e-08 | -149.573 | 2.9418e-07 | -130.6279 | -130.6279 | 130.6279 | 156.5882
156.688 | 3.6369e-08 | -148.7853 | 3.1007e-07 | -130.1709 | -130.1709 | 130.1709 | 156.688
156.7878 | 3.9745e-08 | -148.0144 | 3.2655e-07 | -129.721 | -129.721 | 129.721 | 156.7878
156.8876 | 4.3354e-08 | -147.2595 | 3.4364e-07 | -129.278 | -129.278 | 129.278 | 156.8876
156.9874 | 4.7206e-08 | -146.52 | 3.6134e-07 | -128.8417 | -128.8417 | 128.8417 | 156.9874
157.0872 | 5.1313e-08 | -145.7955 | 3.7966e-07 | -128.412 | -128.412 | 128.412 | 157.0872
157.187 | 5.5684e-08 | -145.0854 | 3.9862e-07 | -127.9889 | -127.9889 | 127.9889 | 157.187
157.2868 | 6.033e-08 | -144.3893 | 4.1821e-07 | -127.572 | -127.572 | 127.572 | 157.2868
157.3866 | 6.5263e-08 | -143.7067 | 4.3846e-07 | -127.1614 | -127.1614 | 127.1614 | 157.3866
157.4864 | 7.0493e-08 | -143.0371 | 4.5937e-07 | -126.7568 | -126.7568 | 126.7568 | 157.4864
157.5862 | 7.6031e-08 | -142.3802 | 4.8094e-07 | -126.3582 | -126.3582 | 126.3582 | 157.5862
157.686 | 8.1889e-08 | -141.7355 | 5.0318e-07 | -125.9655 | -125.9655 | 125.9655 | 157.686
157.7858 | 8.8078e-08 | -141.1027 | 5.2611e-07 | -125.5785 | -125.5785 | 125.5785 | 157.7858
157.8856 | 9.4608e-08 | -140.4814 | 5.4972e-07 | -125.1971 | -125.1971 | 125.1971 | 157.8856
157.9854 | 1.0149e-07 | -139.8713 | 5.7403e-07 | -124.8213 | -124.8213 | 124.8213 | 157.9854
158.0852 | 1.0874e-07 | -139.272 | 5.9904e-07 | -124.4508 | -124.4508 | 124.4508 | 158.0852
158.185 | 1.1637e-07 | -138.6833 | 6.2476e-07 | -124.0857 | -124.0857 | 124.0857 | 158.185
158.2848 | 1.2438e-07 | -138.1049 | 6.5119e-07 | -123.7258 | -123.7258 | 123.7258 | 158.2848
158.3846 | 1.3279e-07 | -137.5364 | 6.7834e-07 | -123.3711 | -123.3711 | 123.3711 | 158.3846
158.4844 | 1.4162e-07 | -136.9776 | 7.0621e-07 | -123.0213 | -123.0213 | 123.0213 | 158.4844
158.5842 | 1.5086e-07 | -136.4283 | 7.348e-07 | -122.6766 | -122.6766 | 122.6766 | 158.5842
158.684 | 1.6054e-07 | -135.8881 | 7.6413e-07 | -122.3367 | -122.3367 | 122.3367 | 158.684
158.7838 | 1.7067e-07 | -135.3569 | 7.9418e-07 | -122.0016 | -122.0016 | 122.0016 | 158.7838
158.8836 | 1.8125e-07 | -134.8345 | 8.2497e-07 | -121.6712 | -121.6712 | 121.6712 | 158.8836
158.9834 | 1.923e-07 | -134.3205 | 8.565e-07 | -121.3454 | -121.3454 | 121.3454 | 158.9834
159.0832 | 2.0383e-07 | -133.8148 | 8.8877e-07 | -121.0242 | -121.0242 | 121.0242 | 159.0832
159.183 | 2.1584e-07 | -133.3173 | 9.2177e-07 | -120.7075 | -120.7075 | 120.7075 | 159.183
159.2828 | 2.2836e-07 | -132.8276 | 9.5552e-07 | -120.3952 | -120.3952 | 120.3952 | 159.2828
159.3826 | 2.4139e-07 | -132.3457 | 9.9e-07 | -120.0873 | -120.0873 | 120.0873 | 159.3826
159.4824 | 2.5494e-07 | -131.8713 | 1.0252e-06 | -119.7836 | -119.7836 | 119.7836 | 159.4824
159.5822 | 2.6902e-07 | -131.4042 | 1.0612e-06 | -119.4841 | -119.4841 | 119.4841 | 159.5822
159.682 | 2.8365e-07 | -130.9444 | 1.0979e-06 | -119.1888 | -119.1888 | 119.1888 | 159.682
159.7818 | 2.9883e-07 | -130.4916 | 1.1353e-06 | -118.8976 | -118.8976 | 118.8976 | 159.7818
159.8816 | 3.1457e-07 | -130.0456 | 1.1735e-06 | -118.6104 | -118.6104 | 118.6104 | 159.8816
159.9814 | 3.3088e-07 | -129.6065 | 1.2124e-06 | -118.3272 | -118.3272 | 118.3272 | 159.9814
160.0812 | 3.4778e-07 | -129.1739 | 1.252e-06 | -118.0479 | -118.0479 | 118.0479 | 160.0812
160.181 | 3.6527e-07 | -128.7477 | 1.2923e-06 | -117.7724 | -117.7724 | 117.7724 | 160.181
160.2808 | 3.8336e-07 | -128.3279 | 1.3334e-06 | -117.5008 | -117.5008 | 117.5008 | 160.2808
160.3806 | 4.0206e-07 | -127.9143 | 1.3752e-06 | -117.2329 | -117.2329 | 117.2329 | 160.3806
160.4804 | 4.2137e-07 | -127.5067 | 1.4176e-06 | -116.9687 | -116.9687 | 116.9687 | 160.4804
160.5802 | 4.4131e-07 | -127.1051 | 1.4608e-06 | -116.7082 | -116.7082 | 116.7082 | 160.5802
160.68 | 4.6189e-07 | -126.7093 | 1.5047e-06 | -116.4513 | -116.4513 | 116.4513 | 160.68
160.7798 | 4.831e-07 | -126.3193 | 1.5492e-06 | -116.1979 | -116.1979 | 116.1979 | 160.7798
160.8796 | 5.0496e-07 | -125.9348 | 1.5944e-06 | -115.948 | -115.948 | 115.948 | 160.8796
160.9794 | 5.2748e-07 | -125.5558 | 1.6403e-06 | -115.7016 | -115.7016 | 115.7016 | 160.9794
161.0792 | 5.5066e-07 | -125.1823 | 1.6868e-06 | -115.4587 | -115.4587 | 115.4587 | 161.0792
161.179 | 5.7451e-07 | -124.814 | 1.734e-06 | -115.2191 | -115.2191 | 115.2191 | 161.179
161.2788 | 5.9903e-07 | -124.451 | 1.7818e-06 | -114.9828 | -114.9828 | 114.9828 | 161.2788
161.3786 | 6.2424e-07 | -124.093 | 1.8302e-06 | -114.7499 | -114.7499 | 114.7499 | 161.3786
161.4784 | 6.5012e-07 | -123.7401 | 1.8793e-06 | -114.5202 | -114.5202 | 114.5202 | 161.4784
161.5782 | 6.767e-07 | -123.3921 | 1.9289e-06 | -114.2938 | -114.2938 | 114.2938 | 161.5782
161.678 | 7.0396e-07 | -123.049 | 1.9791e-06 | -114.0705 | -114.0705 | 114.0705 | 161.678
161.7778 | 7.3193e-07 | -122.7106 | 2.0299e-06 | -113.8504 | -113.8504 | 113.8504 | 161.7778
161.8776 | 7.6059e-07 | -122.377 | 2.0813e-06 | -113.6333 | -113.6333 | 113.6333 | 161.8776
161.9774 | 7.8996e-07 | -122.0479 | 2.1332e-06 | -113.4194 | -113.4194 | 113.4194 | 161.9774
162.0772 | 8.2003e-07 | -121.7234 | 2.1856e-06 | -113.2085 | -113.2085 | 113.2085 | 162.0772
162.177 | 8.5082e-07 | -121.4033 | 2.2386e-06 | -113.0006 | -113.0006 | 113.0006 | 162.177
162.2768 | 8.8231e-07 | -121.0876 | 2.292e-06 | -112.7957 | -112.7957 | 112.7957 | 162.2768
162.3766 | 9.1451e-07 | -120.7763 | 2.3459e-06 | -112.5937 | -112.5937 | 112.5937 | 162.3766
162.4764 | 9.4742e-07 | -120.4692 | 2.4003e-06 | -112.3947 | -112.3947 | 112.3947 | 162.4764
162.5762 | 9.8104e-07 | -120.1663 | 2.4551e-06 | -112.1985 | -112.1985 | 112.1985 | 162.5762
162.676 | 1.0154e-06 | -119.8675 | 2.5104e-06 | -112.0052 | -112.0052 | 112.0052 | 162.676
162.7758 | 1.0504e-06 | -119.5728 | 2.566e-06 | -111.8147 | -111.8147 | 111.8147 | 162.7758
162.8756 | 1.0862e-06 | -119.2821 | 2.6221e-06 | -111.627 | -111.627 | 111.627 | 162.8756
162.9754 | 1.1226e-06 | -118.9953 | 2.6785e-06 | -111.4421 | -111.4421 | 111.4421 | 162.9754
163.0752 | 1.1598e-06 | -118.7124 | 2.7353e-06 | -111.2599 | -111.2599 | 111.2599 | 163.0752
163.175 | 1.1977e-06 | -118.4334 | 2.7924e-06 | -111.0805 | -111.0805 | 111.0805 | 163.175
163.2748 | 1.2362e-06 | -118.1581 | 2.8498e-06 | -110.9037 | -110.9037 | 110.9037 | 163.2748
163.3746 | 1.2755e-06 | -117.8866 | 2.9075e-06 | -110.7296 | -110.7296 | 110.7296 | 163.3746
163.4744 | 1.3154e-06 | -117.6188 | 2.9655e-06 | -110.5581 | -110.5581 | 110.5581 | 163.4744
163.5742 | 1.356e-06 | -117.3546 | 3.0237e-06 | -110.3893 | -110.3893 | 110.3893 | 163.5742
163.674 | 1.3973e-06 | -117.0939 | 3.0821e-06 | -110.223 | -110.223 | 110.223 | 163.674
163.7738 | 1.4393e-06 | -116.8368 | 3.1407e-06 | -110.0593 | -110.0593 | 110.0593 | 163.7738
163.8736 | 1.482e-06 | -116.5832 | 3.1996e-06 | -109.8982 | -109.8982 | 109.8982 | 163.8736
163.9734 | 1.5253e-06 | -116.333 | 3.2585e-06 | -109.7396 | -109.7396 | 109.7396 | 163.9734
164.0732 | 1.5692e-06 | -116.0862 | 3.3176e-06 | -109.5835 | -109.5835 | 109.5835 | 164.0732
164.173 | 1.6138e-06 | -115.8428 | 3.3768e-06 | -109.4299 | -109.4299 | 109.4299 | 164.173
164.2728 | 1.6591e-06 | -115.6027 | 3.4361e-06 | -109.2787 | -109.2787 | 109.2787 | 164.2728
164.3726 | 1.7049e-06 | -115.3659 | 3.4954e-06 | -109.13 | -109.13 | 109.13 | 164.3726
164.4724 | 1.7514e-06 | -115.1323 | 3.5548e-06 | -108.9837 | -108.9837 | 108.9837 | 164.4724
164.5722 | 1.7985e-06 | -114.9018 | 3.6142e-06 | -108.8398 | -108.8398 | 108.8398 | 164.5722
164.672 | 1.8462e-06 | -114.6746 | 3.6735e-06 | -108.6983 | -108.6983 | 108.6983 | 164.672
164.7718 | 1.8944e-06 | -114.4505 | 3.7329e-06 | -108.5591 | -108.5591 | 108.5591 | 164.7718
164.8716 | 1.9433e-06 | -114.2294 | 3.7921e-06 | -108.4223 | -108.4223 | 108.4223 | 164.8716
164.9714 | 1.9926e-06 | -114.0114 | 3.8513e-06 | -108.2879 | -108.2879 | 108.2879 | 164.9714
165.0712 | 2.0426e-06 | -113.7964 | 3.9103e-06 | -108.1557 | -108.1557 | 108.1557 | 165.0712
165.171 | 2.093e-06 | -113.5844 | 3.9692e-06 | -108.0259 | -108.0259 | 108.0259 | 165.171
165.2708 | 2.144e-06 | -113.3754 | 4.028e-06 | -107.8983 | -107.8983 | 107.8983 | 165.2708
165.3706 | 2.1955e-06 | -113.1692 | 4.0865e-06 | -107.773 | -107.773 | 107.773 | 165.3706
165.4704 | 2.2475e-06 | -112.966 | 4.1448e-06 | -107.6499 | -107.6499 | 107.6499 | 165.4704
165.5702 | 2.3e-06 | -112.7656 | 4.2029e-06 | -107.5291 | -107.5291 | 107.5291 | 165.5702
165.67 | 2.3529e-06 | -112.568 | 4.2607e-06 | -107.4104 | -107.4104 | 107.4104 | 165.67
165.7698 | 2.4062e-06 | -112.3733 | 4.3182e-06 | -107.294 | -107.294 | 107.294 | 165.7698
165.8696 | 2.46e-06 | -112.1813 | 4.3753e-06 | -107.1798 | -107.1798 | 107.1798 | 165.8696
165.9694 | 2.5142e-06 | -111.992 | 4.4321e-06 | -107.0677 | -107.0677 | 107.0677 | 165.9694
166.0692 | 2.5688e-06 | -111.8054 | 4.4886e-06 | -106.9578 | -106.9578 | 106.9578 | 166.0692
166.169 | 2.6237e-06 | -111.6216 | 4.5446e-06 | -106.8501 | -106.8501 | 106.8501 | 166.169
166.2688 | 2.6791e-06 | -111.4404 | 4.6002e-06 | -106.7445 | -106.7445 | 106.7445 | 166.2688
166.3686 | 2.7347e-06 | -111.2618 | 4.6553e-06 | -106.641 | -106.641 | 106.641 | 166.3686
166.4684 | 2.7907e-06 | -111.0858 | 4.71e-06 | -106.5396 | -106.5396 | 106.5396 | 166.4684
166.5682 | 2.8469e-06 | -110.9125 | 4.7642e-06 | -106.4403 | -106.4403 | 106.4403 | 166.5682
166.668 | 2.9035e-06 | -110.7416 | 4.8178e-06 | -106.343 | -106.343 | 106.343 | 166.668
166.7678 | 2.9603e-06 | -110.5734 | 4.8709e-06 | -106.2479 | -106.2479 | 106.2479 | 166.7678
166.8676 | 3.0173e-06 | -110.4076 | 4.9233e-06 | -106.1548 | -106.1548 | 106.1548 | 166.8676
166.9674 | 3.0746e-06 | -110.2444 | 4.9752e-06 | -106.0638 | -106.0638 | 106.0638 | 166.9674
167.0672 | 3.132e-06 | -110.0836 | 5.0265e-06 | -105.9748 | -105.9748 | 105.9748 | 167.0672
167.167 | 3.1896e-06 | -109.9252 | 5.077e-06 | -105.8878 | -105.8878 | 105.8878 | 167.167
167.2668 | 3.2474e-06 | -109.7693 | 5.1269e-06 | -105.8028 | -105.8028 | 105.8028 | 167.2668
167.3666 | 3.3053e-06 | -109.6158 | 5.1762e-06 | -105.7199 | -105.7199 | 105.7199 | 167.3666
167.4664 | 3.3633e-06 | -109.4647 | 5.2246e-06 | -105.6389 | -105.6389 | 105.6389 | 167.4664
167.5662 | 3.4214e-06 | -109.316 | 5.2723e-06 | -105.5599 | -105.5599 | 105.5599 | 167.5662
167.666 | 3.4795e-06 | -109.1696 | 5.3193e-06 | -105.4829 | -105.4829 | 105.4829 | 167.666
167.7658 | 3.5377e-06 | -109.0255 | 5.3655e-06 | -105.4079 | -105.4079 | 105.4079 | 167.7658
167.8656 | 3.5959e-06 | -108.8838 | 5.4108e-06 | -105.3348 | -105.3348 | 105.3348 | 167.8656
167.9654 | 3.6541e-06 | -108.7443 | 5.4553e-06 | -105.2637 | -105.2637 | 105.2637 | 167.9654
168.0652 | 3.7123e-06 | -108.6071 | 5.4989e-06 | -105.1945 | -105.1945 | 105.1945 | 168.0652
168.165 | 3.7704e-06 | -108.4722 | 5.5417e-06 | -105.1272 | -105.1272 | 105.1272 | 168.165
168.2648 | 3.8284e-06 | -108.3396 | 5.5835e-06 | -105.0619 | -105.0619 | 105.0619 | 168.2648
168.3646 | 3.8864e-06 | -108.2091 | 5.6244e-06 | -104.9984 | -104.9984 | 104.9984 | 168.3646
168.4644 | 3.9442e-06 | -108.0809 | 5.6644e-06 | -104.9369 | -104.9369 | 104.9369 | 168.4644
168.5642 | 4.0018e-06 | -107.9549 | 5.7034e-06 | -104.8773 | -104.8773 | 104.8773 | 168.5642
168.664 | 4.0593e-06 | -107.831 | 5.7415e-06 | -104.8195 | -104.8195 | 104.8195 | 168.664
168.7638 | 4.1165e-06 | -107.7094 | 5.7785e-06 | -104.7637 | -104.7637 | 104.7637 | 168.7638
168.8636 | 4.1736e-06 | -107.5898 | 5.8145e-06 | -104.7097 | -104.7097 | 104.7097 | 168.8636
168.9634 | 4.2304e-06 | -107.4725 | 5.8495e-06 | -104.6576 | -104.6576 | 104.6576 | 168.9634
169.0632 | 4.2869e-06 | -107.3572 | 5.8834e-06 | -104.6074 | -104.6074 | 104.6074 | 169.0632
169.163 | 4.3431e-06 | -107.244 | 5.9163e-06 | -104.559 | -104.559 | 104.559 | 169.163
169.2628 | 4.399e-06 | -107.133 | 5.9481e-06 | -104.5125 | -104.5125 | 104.5125 | 169.2628
169.3626 | 4.4545e-06 | -107.024 | 5.9788e-06 | -104.4678 | -104.4678 | 104.4678 | 169.3626
169.4624 | 4.5097e-06 | -106.9171 | 6.0083e-06 | -104.4249 | -104.4249 | 104.4249 | 169.4624
169.5622 | 4.5645e-06 | -106.8122 | 6.0368e-06 | -104.3839 | -104.3839 | 104.3839 | 169.5622
169.662 | 4.6188e-06 | -106.7094 | 6.0641e-06 | -104.3447 | -104.3447 | 104.3447 | 169.662
169.7618 | 4.6727e-06 | -106.6086 | 6.0902e-06 | -104.3073 | -104.3073 | 104.3073 | 169.7618
169.8616 | 4.7261e-06 | -106.5099 | 6.1152e-06 | -104.2718 | -104.2718 | 104.2718 | 169.8616
169.9614 | 4.7791e-06 | -106.4131 | 6.139e-06 | -104.238 | -104.238 | 104.238 | 169.9614
170.0612 | 4.8315e-06 | -106.3184 | 6.1616e-06 | -104.2061 | -104.2061 | 104.2061 | 170.0612
170.161 | 4.8834e-06 | -106.2256 | 6.183e-06 | -104.176 | -104.176 | 104.176 | 170.161
170.2608 | 4.9347e-06 | -106.1348 | 6.2032e-06 | -104.1476 | -104.1476 | 104.1476 | 170.2608
170.3606 | 4.9854e-06 | -106.046 | 6.2222e-06 | -104.1211 | -104.1211 | 104.1211 | 170.3606
170.4604 | 5.0355e-06 | -105.9591 | 6.24e-06 | -104.0963 | -104.0963 | 104.0963 | 170.4604
170.5602 | 5.085e-06 | -105.8742 | 6.2565e-06 | -104.0733 | -104.0733 | 104.0733 | 170.5602
170.66 | 5.1338e-06 | -105.7912 | 6.2718e-06 | -104.0521 | -104.0521 | 104.0521 | 170.66
170.7598 | 5.1819e-06 | -105.7102 | 6.2859e-06 | -104.0327 | -104.0327 | 104.0327 | 170.7598
170.8596 | 5.2294e-06 | -105.631 | 6.2987e-06 | -104.015 | -104.015 | 104.015 | 170.8596
170.9594 | 5.2761e-06 | -105.5538 | 6.3102e-06 | -103.9992 | -103.9992 | 103.9992 | 170.9594
171.0592 | 5.322e-06 | -105.4784 | 6.3204e-06 | -103.985 | -103.985 | 103.985 | 171.0592
171.159 | 5.3672e-06 | -105.405 | 6.3294e-06 | -103.9727 | -103.9727 | 103.9727 | 171.159
171.2588 | 5.4117e-06 | -105.3334 | 6.3372e-06 | -103.9621 | -103.9621 | 103.9621 | 171.2588
171.3586 | 5.4553e-06 | -105.2637 | 6.3436e-06 | -103.9532 | -103.9532 | 103.9532 | 171.3586
171.4584 | 5.498e-06 | -105.1958 | 6.3488e-06 | -103.9462 | -103.9462 | 103.9462 | 171.4584
171.5582 | 5.54e-06 | -105.1299 | 6.3527e-06 | -103.9408 | -103.9408 | 103.9408 | 171.5582
171.658 | 5.581e-06 | -105.0657 | 6.3553e-06 | -103.9372 | -103.9372 | 103.9372 | 171.658
171.7578 | 5.6212e-06 | -105.0034 | 6.3567e-06 | -103.9354 | -103.9354 | 103.9354 | 171.7578
171.8576 | 5.6605e-06 | -104.9429 | 6.3568e-06 | -103.9353 | -103.9353 | 103.9353 | 171.8576
171.9574 | 5.6988e-06 | -104.8843 | 6.3556e-06 | -103.9369 | -103.9369 | 103.9369 | 171.9574
172.0572 | 5.7362e-06 | -104.8275 | 6.3531e-06 | -103.9403 | -103.9403 | 103.9403 | 172.0572
172.157 | 5.7727e-06 | -104.7724 | 6.3494e-06 | -103.9454 | -103.9454 | 103.9454 | 172.157
172.2568 | 5.8082e-06 | -104.7192 | 6.3444e-06 | -103.9522 | -103.9522 | 103.9522 | 172.2568
172.3566 | 5.8426e-06 | -104.6678 | 6.3381e-06 | -103.9608 | -103.9608 | 103.9608 | 172.3566
172.4564 | 5.8761e-06 | -104.6182 | 6.3306e-06 | -103.9712 | -103.9712 | 103.9712 | 172.4564
172.5562 | 5.9086e-06 | -104.5703 | 6.3218e-06 | -103.9832 | -103.9832 | 103.9832 | 172.5562
172.656 | 5.94e-06 | -104.5243 | 6.3118e-06 | -103.997 | -103.997 | 103.997 | 172.656
172.7558 | 5.9704e-06 | -104.48 | 6.3005e-06 | -104.0125 | -104.0125 | 104.0125 | 172.7558
172.8556 | 5.9997e-06 | -104.4375 | 6.288e-06 | -104.0297 | -104.0297 | 104.0297 | 172.8556
172.9554 | 6.0279e-06 | -104.3967 | 6.2743e-06 | -104.0487 | -104.0487 | 104.0487 | 172.9554
173.0552 | 6.055e-06 | -104.3577 | 6.2593e-06 | -104.0694 | -104.0694 | 104.0694 | 173.0552
173.155 | 6.081e-06 | -104.3205 | 6.2432e-06 | -104.0918 | -104.0918 | 104.0918 | 173.155
173.2548 | 6.1059e-06 | -104.285 | 6.2259e-06 | -104.116 | -104.116 | 104.116 | 173.2548
173.3546 | 6.1297e-06 | -104.2512 | 6.2073e-06 | -104.1419 | -104.1419 | 104.1419 | 173.3546
173.4544 | 6.1524e-06 | -104.2192 | 6.1876e-06 | -104.1695 | -104.1695 | 104.1695 | 173.4544
173.5542 | 6.1738e-06 | -104.1889 | 6.1668e-06 | -104.1988 | -104.1889 | 104.1889 | 173.5542
173.654 | 6.1942e-06 | -104.1603 | 6.1448e-06 | -104.2299 | -104.1603 | 104.1603 | 173.654
173.7538 | 6.2134e-06 | -104.1335 | 6.1216e-06 | -104.2627 | -104.1335 | 104.1335 | 173.7538
173.8536 | 6.2314e-06 | -104.1084 | 6.0973e-06 | -104.2972 | -104.1084 | 104.1084 | 173.8536
173.9534 | 6.2482e-06 | -104.0849 | 6.0719e-06 | -104.3335 | -104.0849 | 104.0849 | 173.9534
174.0532 | 6.2638e-06 | -104.0632 | 6.0454e-06 | -104.3715 | -104.0632 | 104.0632 | 174.0532
174.153 | 6.2782e-06 | -104.0433 | 6.0178e-06 | -104.4112 | -104.0433 | 104.0433 | 174.153
174.2528 | 6.2915e-06 | -104.025 | 5.9892e-06 | -104.4527 | -104.025 | 104.025 | 174.2528
174.3526 | 6.3035e-06 | -104.0084 | 5.9595e-06 | -104.4958 | -104.0084 | 104.0084 | 174.3526
174.4524 | 6.3143e-06 | -103.9935 | 5.9287e-06 | -104.5408 | -103.9935 | 103.9935 | 174.4524
174.5522 | 6.3239e-06 | -103.9803 | 5.897e-06 | -104.5874 | -103.9803 | 103.9803 | 174.5522
174.652 | 6.3323e-06 | -103.9688 | 5.8642e-06 | -104.6358 | -103.9688 | 103.9688 | 174.652
174.7518 | 6.3394e-06 | -103.959 | 5.8304e-06 | -104.686 | -103.959 | 103.959 | 174.7518
174.8516 | 6.3454e-06 | -103.9509 | 5.7957e-06 | -104.7379 | -103.9509 | 103.9509 | 174.8516
174.9514 | 6.3501e-06 | -103.9444 | 5.76e-06 | -104.7915 | -103.9444 | 103.9444 | 174.9514
175.0512 | 6.3535e-06 | -103.9397 | 5.7234e-06 | -104.8469 | -103.9397 | 103.9397 | 175.0512
175.151 | 6.3558e-06 | -103.9366 | 5.6859e-06 | -104.904 | -103.9366 | 103.9366 | 175.151
175.2508 | 6.3568e-06 | -103.9352 | 5.6475e-06 | -104.9629 | -103.9352 | 103.9352 | 175.2508
175.3506 | 6.3566e-06 | -103.9355 | 5.6082e-06 | -105.0236 | -103.9355 | 103.9355 | 175.3506
175.4504 | 6.3552e-06 | -103.9374 | 5.568e-06 | -105.086 | -103.9374 | 103.9374 | 175.4504
175.5502 | 6.3526e-06 | -103.941 | 5.527e-06 | -105.1501 | -103.941 | 103.941 | 175.5502
175.65 | 6.3487e-06 | -103.9463 | 5.4852e-06 | -105.2161 | -103.9463 | 103.9463 | 175.65
175.7498 | 6.3436e-06 | -103.9533 | 5.4427e-06 | -105.2838 | -103.9533 | 103.9533 | 175.7498
175.8496 | 6.3373e-06 | -103.9619 | 5.3993e-06 | -105.3533 | -103.9619 | 103.9619 | 175.8496
175.9494 | 6.3298e-06 | -103.9722 | 5.3552e-06 | -105.4245 | -103.9722 | 103.9722 | 175.9494
176.0492 | 6.3211e-06 | -103.9841 | 5.3103e-06 | -105.4975 | -103.9841 | 103.9841 | 176.0492
176.149 | 6.3112e-06 | -103.9977 | 5.2648e-06 | -105.5724 | -103.9977 | 103.9977 | 176.149
176.2488 | 6.3001e-06 | -104.013 | 5.2186e-06 | -105.649 | -104.013 | 104.013 | 176.2488
176.3486 | 6.2879e-06 | -104.0299 | 5.1717e-06 | -105.7274 | -104.0299 | 104.0299 | 176.3486
176.4484 | 6.2744e-06 | -104.0485 | 5.1242e-06 | -105.8076 | -104.0485 | 104.0485 | 176.4484
176.5482 | 6.2598e-06 | -104.0688 | 5.076e-06 | -105.8896 | -104.0688 | 104.0688 | 176.5482
176.648 | 6.244e-06 | -104.0907 | 5.0273e-06 | -105.9734 | -104.0907 | 104.0907 | 176.648
176.7478 | 6.2271e-06 | -104.1143 | 4.978e-06 | -106.059 | -104.1143 | 104.1143 | 176.7478
176.8476 | 6.209e-06 | -104.1395 | 4.9281e-06 | -106.1464 | -104.1395 | 104.1395 | 176.8476
176.9474 | 6.1899e-06 | -104.1664 | 4.8777e-06 | -106.2357 | -104.1664 | 104.1664 | 176.9474
177.0472 | 6.1695e-06 | -104.195 | 4.8268e-06 | -106.3268 | -104.195 | 104.195 | 177.0472
177.147 | 6.1481e-06 | -104.2252 | 4.7755e-06 | -106.4197 | -104.2252 | 104.2252 | 177.147
177.2468 | 6.1256e-06 | -104.257 | 4.7237e-06 | -106.5144 | -104.257 | 104.257 | 177.2468
177.3466 | 6.102e-06 | -104.2906 | 4.6714e-06 | -106.611 | -104.2906 | 104.2906 | 177.3466
177.4464 | 6.0773e-06 | -104.3258 | 4.6188e-06 | -106.7095 | -104.3258 | 104.3258 | 177.4464
177.5462 | 6.0516e-06 | -104.3627 | 4.5657e-06 | -106.8098 | -104.3627 | 104.3627 | 177.5462
177.646 | 6.0248e-06 | -104.4012 | 4.5123e-06 | -106.912 | -104.4012 | 104.4012 | 177.646
177.7458 | 5.997e-06 | -104.4414 | 4.4586e-06 | -107.016 | -104.4414 | 104.4414 | 177.7458
177.8456 | 5.9681e-06 | -104.4832 | 4.4046e-06 | -107.1219 | -104.4832 | 104.4832 | 177.8456
177.9454 | 5.9383e-06 | -104.5268 | 4.3502e-06 | -107.2297 | -104.5268 | 104.5268 | 177.9454
178.0452 | 5.9075e-06 | -104.572 | 4.2956e-06 | -107.3395 | -104.572 | 104.572 | 178.0452
178.145 | 5.8757e-06 | -104.6188 | 4.2408e-06 | -107.4511 | -104.6188 | 104.6188 | 178.145
178.2448 | 5.8429e-06 | -104.6674 | 4.1857e-06 | -107.5646 | -104.6674 | 104.6674 | 178.2448
178.3446 | 5.8092e-06 | -104.7176 | 4.1305e-06 | -107.68 | -104.7176 | 104.7176 | 178.3446
178.4444 | 5.7746e-06 | -104.7695 | 4.075e-06 | -107.7973 | -104.7695 | 104.7695 | 178.4444
178.5442 | 5.7391e-06 | -104.8231 | 4.0195e-06 | -107.9166 | -104.8231 | 104.8231 | 178.5442
178.644 | 5.7027e-06 | -104.8783 | 3.9638e-06 | -108.0379 | -104.8783 | 104.8783 | 178.644
178.7438 | 5.6655e-06 | -104.9353 | 3.9079e-06 | -108.161 | -104.9353 | 104.9353 | 178.7438
178.8436 | 5.6274e-06 | -104.9939 | 3.8521e-06 | -108.2862 | -104.9939 | 104.9939 | 178.8436
178.9434 | 5.5884e-06 | -105.0542 | 3.7961e-06 | -108.4133 | -105.0542 | 105.0542 | 178.9434
179.0432 | 5.5487e-06 | -105.1162 | 3.7401e-06 | -108.5423 | -105.1162 | 105.1162 | 179.0432
179.143 | 5.5081e-06 | -105.1799 | 3.6841e-06 | -108.6734 | -105.1799 | 105.1799 | 179.143
179.2428 | 5.4668e-06 | -105.2453 | 3.6281e-06 | -108.8065 | -105.2453 | 105.2453 | 179.2428
179.3426 | 5.4247e-06 | -105.3124 | 3.5721e-06 | -108.9415 | -105.3124 | 105.3124 | 179.3426
179.4424 | 5.3819e-06 | -105.3812 | 3.5162e-06 | -109.0786 | -105.3812 | 105.3812 | 179.4424
179.5422 | 5.3384e-06 | -105.4518 | 3.4603e-06 | -109.2177 | -105.4518 | 105.4518 | 179.5422
179.642 | 5.2942e-06 | -105.524 | 3.4045e-06 | -109.3589 | -105.524 | 105.524 | 179.642
179.7418 | 5.2493e-06 | -105.5979 | 3.3489e-06 | -109.5021 | -105.5979 | 105.5979 | 179.7418
179.8416 | 5.2038e-06 | -105.6736 | 3.2933e-06 | -109.6473 | -105.6736 | 105.6736 | 179.8416
179.9414 | 5.1576e-06 | -105.751 | 3.2379e-06 | -109.7947 | -105.751 | 105.751 | 179.9414
180.0412 | 5.1109e-06 | -105.8301 | 3.1827e-06 | -109.9441 | -105.8301 | 105.8301 | 180.0412
180.141 | 5.0635e-06 | -105.9109 | 3.1277e-06 | -110.0956 | -105.9109 | 105.9109 | 180.141
180.2408 | 5.0156e-06 | -105.9935 | 3.0728e-06 | -110.2492 | -105.9935 | 105.9935 | 180.2408
180.3406 | 4.9672e-06 | -106.0778 | 3.0182e-06 | -110.405 | -106.0778 | 106.0778 | 180.3406
180.4404 | 4.9182e-06 | -106.1639 | 2.9639e-06 | -110.5629 | -106.1639 | 106.1639 | 180.4404
180.5402 | 4.8687e-06 | -106.2517 | 2.9097e-06 | -110.7229 | -106.2517 | 106.2517 | 180.5402
180.64 | 4.8187e-06 | -106.3413 | 2.8559e-06 | -110.8851 | -106.3413 | 106.3413 | 180.64
180.7398 | 4.7683e-06 | -106.4327 | 2.8024e-06 | -111.0495 | -106.4327 | 106.4327 | 180.7398
180.8396 | 4.7175e-06 | -106.5258 | 2.7492e-06 | -111.216 | -106.5258 | 106.5258 | 180.8396
180.9394 | 4.6662e-06 | -106.6207 | 2.6963e-06 | -111.3848 | -106.6207 | 106.6207 | 180.9394
181.0392 | 4.6146e-06 | -106.7173 | 2.6437e-06 | -111.5558 | -106.7173 | 106.7173 | 181.0392
181.139 | 4.5626e-06 | -106.8158 | 2.5915e-06 | -111.729 | -106.8158 | 106.8158 | 181.139
181.2388 | 4.5102e-06 | -106.916 | 2.5397e-06 | -111.9044 | -106.916 | 106.916 | 181.2388
181.3386 | 4.4576e-06 | -107.0181 | 2.4882e-06 | -112.0822 | -107.0181 | 107.0181 | 181.3386
181.4384 | 4.4046e-06 | -107.1219 | 2.4372e-06 | -112.2622 | -107.1219 | 107.1219 | 181.4384
181.5382 | 4.3513e-06 | -107.2276 | 2.3866e-06 | -112.4445 | -107.2276 | 107.2276 | 181.5382
181.638 | 4.2978e-06 | -107.335 | 2.3364e-06 | -112.6291 | -107.335 | 107.335 | 181.638
181.7378 | 4.2441e-06 | -107.4443 | 2.2866e-06 | -112.8161 | -107.4443 | 107.4443 | 181.7378
181.8376 | 4.1901e-06 | -107.5555 | 2.2373e-06 | -113.0054 | -107.5555 | 107.5555 | 181.8376
181.9374 | 4.136e-06 | -107.6684 | 2.1885e-06 | -113.1971 | -107.6684 | 107.6684 | 181.9374
182.0372 | 4.0817e-06 | -107.7833 | 2.1401e-06 | -113.3912 | -107.7833 | 107.7833 | 182.0372
182.137 | 4.0272e-06 | -107.8999 | 2.0923e-06 | -113.5876 | -107.8999 | 107.8999 | 182.137
182.2368 | 3.9726e-06 | -108.0185 | 2.0449e-06 | -113.7865 | -108.0185 | 108.0185 | 182.2368
182.3366 | 3.9179e-06 | -108.1389 | 1.998e-06 | -113.9879 | -108.1389 | 108.1389 | 182.3366
182.4364 | 3.8631e-06 | -108.2612 | 1.9517e-06 | -114.1917 | -108.2612 | 108.2612 | 182.4364
182.5362 | 3.8083e-06 | -108.3854 | 1.9059e-06 | -114.398 | -108.3854 | 108.3854 | 182.5362
182.636 | 3.7534e-06 | -108.5114 | 1.8606e-06 | -114.6068 | -108.5114 | 108.5114 | 182.636
182.7358 | 3.6985e-06 | -108.6394 | 1.8159e-06 | -114.8181 | -108.6394 | 108.6394 | 182.7358
182.8356 | 3.6436e-06 | -108.7693 | 1.7717e-06 | -115.032 | -108.7693 | 108.7693 | 182.8356
182.9354 | 3.5887e-06 | -108.9011 | 1.7281e-06 | -115.2485 | -108.9011 | 108.9011 | 182.9354
183.0352 | 3.5339e-06 | -109.0349 | 1.6851e-06 | -115.4675 | -109.0349 | 109.0349 | 183.0352
183.135 | 3.4791e-06 | -109.1706 | 1.6426e-06 | -115.6892 | -109.1706 | 109.1706 | 183.135
183.2348 | 3.4244e-06 | -109.3083 | 1.6007e-06 | -115.9135 | -109.3083 | 109.3083 | 183.2348
183.3346 | 3.3698e-06 | -109.4479 | 1.5595e-06 | -116.1405 | -109.4479 | 109.4479 | 183.3346
183.4344 | 3.3153e-06 | -109.5895 | 1.5188e-06 | -116.3702 | -109.5895 | 109.5895 | 183.4344
183.5342 | 3.261e-06 | -109.7331 | 1.4787e-06 | -116.6026 | -109.7331 | 109.7331 | 183.5342
183.634 | 3.2068e-06 | -109.8787 | 1.4392e-06 | -116.8378 | -109.8787 | 109.8787 | 183.634
183.7338 | 3.1527e-06 | -110.0263 | 1.4003e-06 | -117.0757 | -110.0263 | 110.0263 | 183.7338
183.8336 | 3.0989e-06 | -110.1759 | 1.362e-06 | -117.3164 | -110.1759 | 110.1759 | 183.8336
183.9334 | 3.0452e-06 | -110.3275 | 1.3243e-06 | -117.56 | -110.3275 | 110.3275 | 183.9334
184.0332 | 2.9918e-06 | -110.4812 | 1.2873e-06 | -117.8064 | -110.4812 | 110.4812 | 184.0332
184.133 | 2.9387e-06 | -110.637 | 1.2509e-06 | -118.0557 | -110.637 | 110.637 | 184.133
184.2328 | 2.8858e-06 | -110.7948 | 1.2151e-06 | -118.3079 | -110.7948 | 110.7948 | 184.2328
184.3326 | 2.8331e-06 | -110.9547 | 1.1799e-06 | -118.5631 | -110.9547 | 110.9547 | 184.3326
184.4324 | 2.7808e-06 | -111.1167 | 1.1454e-06 | -118.8212 | -111.1167 | 111.1167 | 184.4324
184.5322 | 2.7287e-06 | -111.2809 | 1.1114e-06 | -119.0824 | -111.2809 | 111.2809 | 184.5322
184.632 | 2.677e-06 | -111.4471 | 1.0781e-06 | -119.3466 | -111.4471 | 111.4471 | 184.632
184.7318 | 2.6256e-06 | -111.6155 | 1.0455e-06 | -119.6139 | -111.6155 | 111.6155 | 184.7318
184.8316 | 2.5745e-06 | -111.786 | 1.0134e-06 | -119.8843 | -111.786 | 111.786 | 184.8316
184.9314 | 2.5239e-06 | -111.9587 | 9.8199e-07 | -120.1578 | -111.9587 | 111.9587 | 184.9314
185.0312 | 2.4736e-06 | -112.1336 | 9.512e-07 | -120.4346 | -112.1336 | 112.1336 | 185.0312
185.131 | 2.4236e-06 | -112.3106 | 9.2103e-07 | -120.7146 | -112.3106 | 112.3106 | 185.131
185.2308 | 2.3741e-06 | -112.4899 | 8.9148e-07 | -120.9978 | -112.4899 | 112.4899 | 185.2308
185.3306 | 2.325e-06 | -112.6714 | 8.6255e-07 | -121.2843 | -112.6714 | 112.6714 | 185.3306
185.4304 | 2.2764e-06 | -112.8552 | 8.3424e-07 | -121.5742 | -112.8552 | 112.8552 | 185.4304
185.5302 | 2.2281e-06 | -113.0412 | 8.0654e-07 | -121.8675 | -113.0412 | 113.0412 | 185.5302
185.63 | 2.1803e-06 | -113.2295 | 7.7945e-07 | -122.1642 | -113.2295 | 113.2295 | 185.63
185.7298 | 2.133e-06 | -113.4201 | 7.5298e-07 | -122.4644 | -113.4201 | 113.4201 | 185.7298
185.8296 | 2.0862e-06 | -113.613 | 7.271e-07 | -122.7681 | -113.613 | 113.613 | 185.8296
185.9294 | 2.0398e-06 | -113.8083 | 7.0183e-07 | -123.0753 | -113.8083 | 113.8083 | 185.9294
186.0292 | 1.9939e-06 | -114.0059 | 6.7716e-07 | -123.3862 | -114.0059 | 114.0059 | 186.0292
186.129 | 1.9485e-06 | -114.2058 | 6.5308e-07 | -123.7007 | -114.2058 | 114.2058 | 186.129
186.2288 | 1.9037e-06 | -114.4082 | 6.2958e-07 | -124.0189 | -114.4082 | 114.4082 | 186.2288
186.3286 | 1.8593e-06 | -114.613 | 6.0667e-07 | -124.3409 | -114.613 | 114.613 | 186.3286
186.4284 | 1.8155e-06 | -114.8202 | 5.8434e-07 | -124.6667 | -114.8202 | 114.8202 | 186.4284
186.5282 | 1.7722e-06 | -115.0298 | 5.6257e-07 | -124.9964 | -115.0298 | 115.0298 | 186.5282
186.628 | 1.7294e-06 | -115.2419 | 5.4138e-07 | -125.33 | -115.2419 | 115.2419 | 186.628
186.7278 | 1.6872e-06 | -115.4565 | 5.2074e-07 | -125.6676 | -115.4565 | 115.4565 | 186.7278
186.8276 | 1.6456e-06 | -115.6737 | 5.0066e-07 | -126.0091 | -115.6737 | 115.6737 | 186.8276
186.9274 | 1.6045e-06 | -115.8933 | 4.8113e-07 | -126.3548 | -115.8933 | 115.8933 | 186.9274
187.0272 | 1.5639e-06 | -116.1156 | 4.6213e-07 | -126.7047 | -116.1156 | 116.1156 | 187.0272
187.127 | 1.524e-06 | -116.3404 | 4.4367e-07 | -127.0588 | -116.3404 | 116.3404 | 187.127
187.2268 | 1.4846e-06 | -116.5678 | 4.2574e-07 | -127.4171 | -116.5678 | 116.5678 | 187.2268
187.3266 | 1.4458e-06 | -116.7979 | 4.0833e-07 | -127.7798 | -116.7979 | 116.7979 | 187.3266
187.4264 | 1.4076e-06 | -117.0306 | 3.9143e-07 | -128.1469 | -117.0306 | 117.0306 | 187.4264
187.5262 | 1.3699e-06 | -117.266 | 3.7504e-07 | -128.5185 | -117.266 | 117.266 | 187.5262
187.626 | 1.3329e-06 | -117.5041 | 3.5914e-07 | -128.8947 | -117.5041 | 117.5041 | 187.626
187.7258 | 1.2964e-06 | -117.745 | 3.4374e-07 | -129.2755 | -117.745 | 117.745 | 187.7258
187.8256 | 1.2606e-06 | -117.9886 | 3.2881e-07 | -129.661 | -117.9886 | 117.9886 | 187.8256
187.9254 | 1.2253e-06 | -118.2351 | 3.1436e-07 | -130.0514 | -118.2351 | 118.2351 | 187.9254
188.0252 | 1.1906e-06 | -118.4843 | 3.0038e-07 | -130.4466 | -118.4843 | 118.4843 | 188.0252
188.125 | 1.1566e-06 | -118.7364 | 2.8686e-07 | -130.8467 | -118.7364 | 118.7364 | 188.125
188.2248 | 1.1231e-06 | -118.9914 | 2.7378e-07 | -131.2519 | -118.9914 | 118.9914 | 188.2248
188.3246 | 1.0903e-06 | -119.2493 | 2.6115e-07 | -131.6623 | -119.2493 | 119.2493 | 188.3246
188.4244 | 1.058e-06 | -119.5102 | 2.4895e-07 | -132.0779 | -119.5102 | 119.5102 | 188.4244
188.5242 | 1.0264e-06 | -119.774 | 2.3717e-07 | -132.4988 | -119.774 | 119.774 | 188.5242
188.624 | 9.9531e-07 | -120.0409 | 2.2581e-07 | -132.9251 | -120.0409 | 120.0409 | 188.624
188.7238 | 9.6485e-07 | -120.3108 | 2.1486e-07 | -133.357 | -120.3108 | 120.3108 | 188.7238
188.8236 | 9.35e-07 | -120.5838 | 2.043e-07 | -133.7945 | -120.5838 | 120.5838 | 188.8236
188.9234 | 9.0575e-07 | -120.8599 | 1.9414e-07 | -134.2377 | -120.8599 | 120.8599 | 188.9234
189.0232 | 8.7709e-07 | -121.1391 | 1.8436e-07 | -134.6868 | -121.1391 | 121.1391 | 189.0232
189.123 | 8.4903e-07 | -121.4216 | 1.7495e-07 | -135.1419 | -121.4216 | 121.4216 | 189.123
189.2228 | 8.2156e-07 | -121.7073 | 1.659e-07 | -135.603 | -121.7073 | 121.7073 | 189.2228
189.3226 | 7.9467e-07 | -121.9962 | 1.5721e-07 | -136.0704 | -121.9962 | 121.9962 | 189.3226
189.4224 | 7.6838e-07 | -122.2885 | 1.4887e-07 | -136.5441 | -122.2885 | 122.2885 | 189.4224
189.5222 | 7.4267e-07 | -122.5841 | 1.4086e-07 | -137.0243 | -122.5841 | 122.5841 | 189.5222
189.622 | 7.1754e-07 | -122.8831 | 1.3318e-07 | -137.5111 | -122.8831 | 122.8831 | 189.622
189.7218 | 6.9298e-07 | -123.1856 | 1.2582e-07 | -138.0047 | -123.1856 | 123.1856 | 189.7218
189.8216 | 6.69e-07 | -123.4915 | 1.1878e-07 | -138.5051 | -123.4915 | 123.4915 | 189.8216
189.9214 | 6.4558e-07 | -123.801 | 1.1204e-07 | -139.0127 | -123.801 | 123.801 | 189.9214
190.0212 | 6.2273e-07 | -124.1141 | 1.0559e-07 | -139.5274 | -124.1141 | 124.1141 | 190.0212
190.121 | 6.0043e-07 | -124.4307 | 9.9431e-08 | -140.0496 | -124.4307 | 124.4307 | 190.121
190.2208 | 5.7869e-07 | -124.7511 | 9.3548e-08 | -140.5793 | -124.7511 | 124.7511 | 190.2208
190.3206 | 5.5749e-07 | -125.0752 | 8.7936e-08 | -141.1167 | -125.0752 | 125.0752 | 190.3206
190.4204 | 5.3684e-07 | -125.403 | 8.2584e-08 | -141.6621 | -125.403 | 125.403 | 190.4204
190.5202 | 5.1673e-07 | -125.7347 | 7.7486e-08 | -142.2156 | -125.7347 | 125.7347 | 190.5202
190.62 | 4.9715e-07 | -126.0703 | 7.2633e-08 | -142.7774 | -126.0703 | 126.0703 | 190.62
190.7198 | 4.7809e-07 | -126.4098 | 6.8017e-08 | -143.3477 | -126.4098 | 126.4098 | 190.7198
190.8196 | 4.5955e-07 | -126.7534 | 6.363e-08 | -143.9268 | -126.7534 | 126.7534 | 190.8196
190.9194 | 4.4152e-07 | -127.101 | 5.9465e-08 | -144.5148 | -127.101 | 127.101 | 190.9194
191.0192 | 4.24e-07 | -127.4527 | 5.5513e-08 | -145.1121 | -127.4527 | 127.4527 | 191.0192
191.119 | 4.0698e-07 | -127.8086 | 5.1768e-08 | -145.7188 | -127.8086 | 127.8086 | 191.119
191.2188 | 3.9045e-07 | -128.1687 | 4.8221e-08 | -146.3352 | -128.1687 | 128.1687 | 191.2188
191.3186 | 3.744e-07 | -128.5332 | 4.4866e-08 | -146.9616 | -128.5332 | 128.5332 | 191.3186
191.4184 | 3.5884e-07 | -128.902 | 4.1695e-08 | -147.5983 | -128.902 | 128.902 | 191.4184
191.5182 | 3.4374e-07 | -129.2754 | 3.8701e-08 | -148.2455 | -129.2754 | 129.2754 | 191.5182
191.618 | 3.2911e-07 | -129.6532 | 3.5877e-08 | -148.9037 | -129.6532 | 129.6532 | 191.618
191.7178 | 3.1493e-07 | -130.0357 | 3.3216e-08 | -149.573 | -130.0357 | 130.0357 | 191.7178
191.8176 | 3.012e-07 | -130.4228 | 3.0712e-08 | -150.2538 | -130.4228 | 130.4228 | 191.8176
191.9174 | 2.8792e-07 | -130.8147 | 2.8358e-08 | -150.9465 | -130.8147 | 130.8147 | 191.9174
192.0172 | 2.7506e-07 | -131.2114 | 2.6147e-08 | -151.6515 | -131.2114 | 131.2114 | 192.0172
192.117 | 2.6263e-07 | -131.6131 | 2.4074e-08 | -152.3692 | -131.6131 | 131.6131 | 192.117
192.2168 | 2.5062e-07 | -132.0198 | 2.2131e-08 | -153.0999 | -132.0198 | 132.0198 | 192.2168
192.3166 | 2.3901e-07 | -132.4316 | 2.0314e-08 | -153.8441 | -132.4316 | 132.4316 | 192.3166
192.4164 | 2.2781e-07 | -132.8486 | 1.8616e-08 | -154.6022 | -132.8486 | 132.8486 | 192.4164
192.5162 | 2.17e-07 | -133.2708 | 1.7032e-08 | -155.3748 | -133.2708 | 133.2708 | 192.5162
192.616 | 2.0657e-07 | -133.6985 | 1.5555e-08 | -156.1624 | -133.6985 | 133.6985 | 192.616
192.7158 | 1.9652e-07 | -134.1317 | 1.4182e-08 | -156.9654 | -134.1317 | 134.1317 | 192.7158
192.8156 | 1.8684e-07 | -134.5704 | 1.2906e-08 | -157.7845 | -134.5704 | 134.5704 | 192.8156
192.9154 | 1.7752e-07 | -135.0149 | 1.1722e-08 | -158.6202 | -135.0149 | 135.0149 | 192.9154
193.0152 | 1.6855e-07 | -135.4652 | 1.0625e-08 | -159.4732 | -135.4652 | 135.4652 | 193.0152
193.115 | 1.5993e-07 | -135.9214 | 9.6115e-09 | -160.3442 | -135.9214 | 135.9214 | 193.115
193.2148 | 1.5164e-07 | -136.3837 | 8.6758e-09 | -161.2338 | -136.3837 | 136.3837 | 193.2148
193.3146 | 1.4368e-07 | -136.8522 | 7.8137e-09 | -162.1429 | -136.8522 | 136.8522 | 193.3146
193.4144 | 1.3604e-07 | -137.327 | 7.0208e-09 | -163.0722 | -137.327 | 137.327 | 193.4144
193.5142 | 1.287e-07 | -137.8082 | 6.2931e-09 | -164.0227 | -137.8082 | 137.8082 | 193.5142
193.614 | 1.2168e-07 | -138.296 | 5.6266e-09 | -164.9951 | -138.296 | 138.296 | 193.614
193.7138 | 1.1494e-07 | -138.7905 | 5.0173e-09 | -165.9906 | -138.7905 | 138.7905 | 193.7138
193.8136 | 1.0849e-07 | -139.2919 | 4.4616e-09 | -167.0102 | -139.2919 | 139.2919 | 193.8136
193.9134 | 1.0233e-07 | -139.8003 | 3.956e-09 | -168.055 | -139.8003 | 139.8003 | 193.9134
194.0132 | 9.6429e-08 | -140.3159 | 3.497e-09 | -169.1262 | -140.3159 | 140.3159 | 194.0132
194.113 | 9.0794e-08 | -140.8388 | 3.0814e-09 | -170.2251 | -140.8388 | 140.8388 | 194.113
194.2128 | 8.5415e-08 | -141.3693 | 2.7061e-09 | -171.3532 | -141.3693 | 141.3693 | 194.2128
194.3126 | 8.0284e-08 | -141.9074 | 2.3681e-09 | -172.5119 | -141.9074 | 141.9074 | 194.3126
194.4124 | 7.5392e-08 | -142.4535 | 2.0647e-09 | -173.703 | -142.4535 | 142.4535 | 194.4124
194.5122 | 7.0733e-08 | -143.0076 | 1.7931e-09 | -174.9282 | -143.0076 | 143.0076 | 194.5122
194.612 | 6.6298e-08 | -143.57 | 1.5507e-09 | -176.1894 | -143.57 | 143.57 | 194.612
194.7118 | 6.2081e-08 | -144.1409 | 1.3352e-09 | -177.4888 | -144.1409 | 144.1409 | 194.7118
194.8116 | 5.8073e-08 | -144.7205 | 1.1444e-09 | -178.8286 | -144.7205 | 144.7205 | 194.8116
194.9114 | 5.4269e-08 | -145.309 | 9.7594e-10 | -180.2115 | -145.309 | 145.309 | 194.9114
195.0112 | 5.066e-08 | -145.9067 | 8.2792e-10 | -181.6402 | -145.9067 | 145.9067 | 195.0112
195.111 | 4.724e-08 | -146.5138 | 6.9841e-10 | -183.1177 | -146.5138 | 146.5138 | 195.111
195.2108 | 4.4002e-08 | -147.1305 | 5.8563e-10 | -184.6476 | -147.1305 | 147.1305 | 195.2108
195.3106 | 4.0939e-08 | -147.7573 | 4.879e-10 | -186.2334 | -147.7573 | 147.7573 | 195.3106
195.4104 | 3.8044e-08 | -148.3942 | 4.0367e-10 | -187.8794 | -148.3942 | 148.3942 | 195.4104
195.5102 | 3.5312e-08 | -149.0416 | 3.315e-10 | -189.5903 | -149.0416 | 149.0416 | 195.5102
195.61 | 3.2735e-08 | -149.6999 | 2.7004e-10 | -191.3714 | -149.6999 | 149.6999 | 195.61
195.7098 | 3.0306e-08 | -150.3693 | 2.1806e-10 | -193.2285 | -150.3693 | 150.3693 | 195.7098
195.8096 | 2.8021e-08 | -151.0502 | 1.7441e-10 | -195.1684 | -151.0502 | 151.0502 | 195.8096
195.9094 | 2.5874e-08 | -151.7429 | 1.3806e-10 | -197.1987 | -151.7429 | 151.7429 | 195.9094
196.0092 | 2.3857e-08 | -152.4478 | 1.0804e-10 | -199.3282 | -152.4478 | 152.4478 | 196.0092
196.109 | 2.1965e-08 | -153.1653 | 8.3493e-11 | -201.567 | -153.1653 | 153.1653 | 196.109
196.2088 | 2.0193e-08 | -153.8959 | 6.3629e-11 | -203.9269 | -153.8959 | 153.8959 | 196.2088
196.3086 | 1.8536e-08 | -154.6398 | 4.7743e-11 | -206.4217 | -154.6398 | 154.6398 | 196.3086
196.4084 | 1.6987e-08 | -155.3977 | 3.5206e-11 | -209.0677 | -155.3977 | 155.3977 | 196.4084
196.5082 | 1.5542e-08 | -156.1699 | 2.5456e-11 | -211.8843 | -156.1699 | 156.1699 | 196.5082
196.608 | 1.4195e-08 | -156.9571 | 1.7999e-11 | -214.895 | -156.9571 | 156.9571 | 196.608
196.7078 | 1.2943e-08 | -157.7596 | 1.2404e-11 | -218.1285 | -157.7596 | 157.7596 | 196.7078
196.8076 | 1.1779e-08 | -158.5781 | 8.298e-12 | -221.6205 | -158.5781 | 158.5781 | 196.8076
196.9074 | 1.0699e-08 | -159.4132 | 5.3605e-12 | -225.4159 | -159.4132 | 159.4132 | 196.9074
197.0072 | 9.699e-09 | -160.2655 | 3.3218e-12 | -229.5726 | -160.2655 | 160.2655 | 197.0072
197.107 | 8.7744e-09 | -161.1356 | 1.9574e-12 | -234.1666 | -161.1356 | 161.1356 | 197.107
197.2068 | 7.921e-09 | -162.0244 | 1.0838e-12 | -239.3011 | -162.0244 | 162.0244 | 197.2068
197.3066 | 7.1347e-09 | -162.9325 | 5.5458e-13 | -245.1208 | -162.9325 | 162.9325 | 197.3066
197.4064 | 6.4115e-09 | -163.8608 | 2.5593e-13 | -251.8374 | -163.8608 | 163.8608 | 197.4064
197.5062 | 5.7477e-09 | -164.8101 | 1.0257e-13 | -259.7797 | -164.8101 | 164.8101 | 197.5062
197.606 | 5.1397e-09 | -165.7813 | 3.3504e-14 | -269.498 | -165.7813 | 165.7813 | 197.606
197.7058 | 4.5838e-09 | -166.7754 | 7.9203e-15 | -282.0252 | -166.7754 | 166.7754 | 197.7058
197.8056 | 4.0768e-09 | -167.7935 | 1.0373e-15 | -299.6815 | -167.7935 | 167.7935 | 197.8056
197.9054 | 3.6155e-09 | -168.8367 | 3.204e-17 | -329.886 | -168.8367 | 168.8367 | 197.9054
198.0052 | 3.1966e-09 | -169.9062 | 2.2425e-29 | -572.9853 | -169.9062 | 169.9062 | 198.0052
198.105 | 2.8173e-09 | -171.0033 | 3.3079e-17 | -329.6088 | -171.0033 | 171.0033 | 198.105
198.2048 | 2.4747e-09 | -172.1294 | 1.0461e-15 | -299.6086 | -172.1294 | 172.1294 | 198.2048
198.3046 | 2.1662e-09 | -173.286 | 7.8982e-15 | -282.0495 | -173.286 | 173.286 | 198.3046
198.4044 | 1.8891e-09 | -174.4748 | 3.314e-14 | -269.5928 | -174.4748 | 174.4748 | 198.4044
198.5042 | 1.6411e-09 | -175.6975 | 1.0076e-13 | -259.9343 | -175.6975 | 175.6975 | 198.5042
198.604 | 1.4197e-09 | -176.956 | 2.4985e-13 | -252.0466 | -176.956 | 176.956 | 198.604
198.7038 | 1.2228e-09 | -178.2525 | 5.3819e-13 | -245.3813 | -178.2525 | 178.2525 | 198.7038
198.8036 | 1.0484e-09 | -179.5893 | 1.0458e-12 | -239.6111 | -179.5893 | 179.5893 | 198.8036
198.9034 | 8.9445e-10 | -180.9689 | 1.8783e-12 | -234.5248 | -180.9689 | 180.9689 | 198.9034
199.0032 | 7.591e-10 | -182.394 | 3.1702e-12 | -229.9781 | -182.394 | 182.394 | 199.0032
199.103 | 6.4064e-10 | -183.8677 | 5.0885e-12 | -225.8682 | -183.8677 | 183.8677 | 199.103
199.2028 | 5.3744e-10 | -185.3934 | 7.8352e-12 | -222.119 | -185.3934 | 185.3934 | 199.2028
199.3026 | 4.4799e-10 | -186.9747 | 1.1651e-11 | -218.6728 | -186.9747 | 186.9747 | 199.3026
199.4024 | 3.7086e-10 | -188.6158 | 1.6817e-11 | -215.4848 | -188.6158 | 188.6158 | 199.4024
199.5022 | 3.0474e-10 | -190.3214 | 2.3661e-11 | -212.5194 | -190.3214 | 190.3214 | 199.5022
199.602 | 2.4841e-10 | -192.0967 | 3.2554e-11 | -209.7479 | -192.0967 | 192.0967 | 199.602
199.7018 | 2.0074e-10 | -193.9475 | 4.3919e-11 | -207.1469 | -193.9475 | 193.9475 | 199.7018
199.8016 | 1.6069e-10 | -195.8804 | 5.8231e-11 | -204.6969 | -195.8804 | 195.8804 | 199.8016
199.9014 | 1.273e-10 | -197.9032 | 7.6017e-11 | -202.3817 | -197.9032 | 197.9032 | 199.9014
200.0012 | 9.9721e-11 | -200.0243 | 9.7864e-11 | -200.1875 | -200.0243 | 200.0243 | 200.0012
200.101 | 7.7145e-11 | -202.2538 | 1.2441e-10 | -198.1026 | -198.1026 | 198.1026 | 200.101
200.2008 | 5.8861e-11 | -204.6034 | 1.5637e-10 | -196.1167 | -196.1167 | 196.1167 | 200.2008
200.3006 | 4.4225e-11 | -207.0867 | 1.9451e-10 | -194.2212 | -194.2212 | 194.2212 | 200.3006
200.4004 | 3.266e-11 | -209.7196 | 2.3965e-10 | -192.4085 | -192.4085 | 192.4085 | 200.4004
200.5002 | 2.3655e-11 | -212.5215 | 2.9269e-10 | -190.6718 | -190.6718 | 190.6718 | 200.5002
200.6 | 1.6758e-11 | -215.5153 | 3.546e-10 | -189.0051 | -189.0051 | 189.0051 | 200.6
200.6998 | 1.1575e-11 | -218.7294 | 4.2642e-10 | -187.4033 | -187.4033 | 187.4033 | 200.6998
200.7996 | 7.7636e-12 | -222.1988 | 5.0923e-10 | -185.8617 | -185.8617 | 185.8617 | 200.7996
200.8994 | 5.0307e-12 | -225.9674 | 6.0422e-10 | -184.376 | -184.376 | 184.376 | 200.8994
200.9992 | 3.129e-12 | -230.092 | 7.1264e-10 | -182.9426 | -182.9426 | 182.9426 | 200.9992
201.099 | 1.8521e-12 | -234.6469 | 8.3579e-10 | -181.5581 | -181.5581 | 181.5581 | 201.099
201.1988 | 1.0313e-12 | -239.7326 | 9.7507e-10 | -180.2193 | -180.2193 | 180.2193 | 201.1988
201.2986 | 5.3152e-13 | -245.4897 | 1.1319e-09 | -178.9235 | -178.9235 | 178.9235 | 201.2986
201.3984 | 2.4766e-13 | -252.1231 | 1.3079e-09 | -177.6682 | -177.6682 | 177.6682 | 201.3984
201.4982 | 1.0059e-13 | -259.949 | 1.5047e-09 | -176.451 | -176.451 | 176.451 | 201.4982
201.598 | 3.3521e-14 | -269.4937 | 1.7239e-09 | -175.2699 | -175.2699 | 175.2699 | 201.598
201.6978 | 8.1913e-15 | -281.733 | 1.9672e-09 | -174.1228 | -174.1228 | 174.1228 | 201.6978
201.7976 | 1.1456e-15 | -298.8191 | 2.2366e-09 | -173.0081 | -173.0081 | 173.0081 | 201.7976
201.8974 | 4.2889e-17 | -327.3532 | 2.534e-09 | -171.924 | -171.924 | 171.924 | 201.8974
201.9972 | 8.2079e-23 | -441.7154 | 2.8612e-09 | -170.8691 | -170.8691 | 170.8691 | 201.9972
202.097 | 1.9642e-17 | -334.1361 | 3.2204e-09 | -169.8419 | -169.8419 | 169.8419 | 202.097
202.1968 | 7.7004e-16 | -302.2697 | 3.6137e-09 | -168.8411 | -168.8411 | 168.8411 | 202.1968
202.2966 | 6.2344e-15 | -284.1041 | 4.0432e-09 | -167.8655 | -167.8655 | 167.8655 | 202.2966
202.3964 | 2.7081e-14 | -271.3468 | 4.5113e-09 | -166.9139 | -166.9139 | 166.9139 | 202.3964
202.4962 | 8.4057e-14 | -261.5085 | 5.0203e-09 | -165.9854 | -165.9854 | 165.9854 | 202.4962
202.596 | 2.1132e-13 | -253.5011 | 5.5725e-09 | -165.0789 | -165.0789 | 165.0789 | 202.596
202.6958 | 4.5971e-13 | -246.7503 | 6.1705e-09 | -164.1935 | -164.1935 | 164.1935 | 202.6958
202.7956 | 8.9992e-13 | -240.916 | 6.8168e-09 | -163.3284 | -163.3284 | 163.3284 | 202.7956
202.8954 | 1.6256e-12 | -235.7796 | 7.5139e-09 | -162.4827 | -162.4827 | 162.4827 | 202.8954
202.9952 | 2.7565e-12 | -231.1928 | 8.2645e-09 | -161.6557 | -161.6557 | 161.6557 | 202.9952
203.095 | 4.4413e-12 | -227.0499 | 9.0713e-09 | -160.8466 | -160.8466 | 160.8466 | 203.095
203.1948 | 6.8603e-12 | -223.2731 | 9.9371e-09 | -160.0548 | -160.0548 | 160.0548 | 203.1948
203.2946 | 1.0229e-11 | -219.8034 | 1.0865e-08 | -159.2796 | -159.2796 | 159.2796 | 203.2946
203.3944 | 1.4799e-11 | -216.5952 | 1.1857e-08 | -158.5205 | -158.5205 | 158.5205 | 203.3944
203.4942 | 2.0864e-11 | -213.6121 | 1.2917e-08 | -157.7769 | -157.7769 | 157.7769 | 203.4942
203.594 | 2.8757e-11 | -210.825 | 1.4047e-08 | -157.0482 | -157.0482 | 157.0482 | 203.594
203.6938 | 3.8859e-11 | -208.2102 | 1.5251e-08 | -156.3339 | -156.3339 | 156.3339 | 203.6938
203.7936 | 5.1595e-11 | -205.7478 | 1.6532e-08 | -155.6336 | -155.6336 | 155.6336 | 203.7936
203.8934 | 6.7443e-11 | -203.4213 | 1.7892e-08 | -154.9468 | -154.9468 | 154.9468 | 203.8934
203.9932 | 8.6927e-11 | -201.2169 | 1.9335e-08 | -154.2731 | -154.2731 | 154.2731 | 203.9932
204.093 | 1.1063e-10 | -199.1226 | 2.0864e-08 | -153.612 | -153.612 | 153.612 | 204.093
204.1928 | 1.3919e-10 | -197.1281 | 2.2482e-08 | -152.9631 | -152.9631 | 152.9631 | 204.1928
204.2926 | 1.7329e-10 | -195.2247 | 2.4193e-08 | -152.3262 | -152.3262 | 152.3262 | 204.2926
204.3924 | 2.1369e-10 | -193.4045 | 2.5999e-08 | -151.7008 | -151.7008 | 151.7008 | 204.3924
204.4922 | 2.6119e-10 | -191.6608 | 2.7904e-08 | -151.0865 | -151.0865 | 151.0865 | 204.4922
204.592 | 3.1668e-10 | -189.9877 | 2.9912e-08 | -150.4832 | -150.4832 | 150.4832 | 204.592
204.6918 | 3.8107e-10 | -188.3798 | 3.2024e-08 | -149.8904 | -149.8904 | 149.8904 | 204.6918
204.7916 | 4.5539e-10 | -186.8324 | 3.4246e-08 | -149.3079 | -149.3079 | 149.3079 | 204.7916
204.8914 | 5.4067e-10 | -185.3413 | 3.6579e-08 | -148.7353 | -148.7353 | 148.7353 | 204.8914
204.9912 | 6.3807e-10 | -183.9027 | 3.9028e-08 | -148.1725 | -148.1725 | 148.1725 | 204.9912
205.091 | 7.4876e-10 | -182.5132 | 4.1595e-08 | -147.6191 | -147.6191 | 147.6191 | 205.091
205.1908 | 8.7401e-10 | -181.1696 | 4.4284e-08 | -147.075 | -147.075 | 147.075 | 205.1908
205.2906 | 1.0152e-09 | -179.8693 | 4.7099e-08 | -146.5398 | -146.5398 | 146.5398 | 205.2906
205.3904 | 1.1736e-09 | -178.6096 | 5.0042e-08 | -146.0134 | -146.0134 | 146.0134 | 205.3904
205.4902 | 1.3508e-09 | -177.3882 | 5.3116e-08 | -145.4954 | -145.4954 | 145.4954 | 205.4902
205.59 | 1.5483e-09 | -176.203 | 5.6326e-08 | -144.9858 | -144.9858 | 144.9858 | 205.59
205.6898 | 1.7677e-09 | -175.052 | 5.9673e-08 | -144.4844 | -144.4844 | 144.4844 | 205.6898
205.7896 | 2.0106e-09 | -173.9334 | 6.3162e-08 | -143.9908 | -143.9908 | 143.9908 | 205.7896
205.8894 | 2.2789e-09 | -172.8456 | 6.6796e-08 | -143.505 | -143.505 | 143.505 | 205.8894
205.9892 | 2.5742e-09 | -171.7871 | 7.0577e-08 | -143.0268 | -143.0268 | 143.0268 | 205.9892
206.089 | 2.8986e-09 | -170.7563 | 7.4508e-08 | -142.5559 | -142.5559 | 142.5559 | 206.089
206.1888 | 3.2539e-09 | -169.752 | 7.8594e-08 | -142.0922 | -142.0922 | 142.0922 | 206.1888
206.2886 | 3.6421e-09 | -168.773 | 8.2836e-08 | -141.6357 | -141.6357 | 141.6357 | 206.2886
206.3884 | 4.0653e-09 | -167.8182 | 8.7237e-08 | -141.186 | -141.186 | 141.186 | 206.3884
206.4882 | 4.5256e-09 | -166.8864 | 9.1801e-08 | -140.7431 | -140.7431 | 140.7431 | 206.4882
206.588 | 5.0253e-09 | -165.9767 | 9.653e-08 | -140.3068 | -140.3068 | 140.3068 | 206.588
206.6878 | 5.5666e-09 | -165.0882 | 1.0143e-07 | -139.877 | -139.877 | 139.877 | 206.6878
206.7876 | 6.1518e-09 | -164.2199 | 1.0649e-07 | -139.4535 | -139.4535 | 139.4535 | 206.7876
206.8874 | 6.7834e-09 | -163.3711 | 1.1173e-07 | -139.0362 | -139.0362 | 139.0362 | 206.8874
206.9872 | 7.4636e-09 | -162.541 | 1.1715e-07 | -138.6251 | -138.6251 | 138.6251 | 206.9872
207.087 | 8.1951e-09 | -161.7289 | 1.2275e-07 | -138.2199 | -138.2199 | 138.2199 | 207.087
207.1868 | 8.9803e-09 | -160.9342 | 1.2852e-07 | -137.8205 | -137.8205 | 137.8205 | 207.1868
207.2866 | 9.8219e-09 | -160.1561 | 1.3448e-07 | -137.4269 | -137.4269 | 137.4269 | 207.2866
207.3864 | 1.0723e-08 | -159.394 | 1.4062e-07 | -137.039 | -137.039 | 137.039 | 207.3864
207.4862 | 1.1685e-08 | -158.6475 | 1.4695e-07 | -136.6565 | -136.6565 | 136.6565 | 207.4862
207.586 | 1.2712e-08 | -157.9159 | 1.5347e-07 | -136.2795 | -136.2795 | 136.2795 | 207.586
207.6858 | 1.3806e-08 | -157.1988 | 1.6018e-07 | -135.9079 | -135.9079 | 135.9079 | 207.6858
207.7856 | 1.497e-08 | -156.4956 | 1.6708e-07 | -135.5414 | -135.5414 | 135.5414 | 207.7856
207.8854 | 1.6207e-08 | -155.806 | 1.7418e-07 | -135.1801 | -135.1801 | 135.1801 | 207.8854
207.9852 | 1.752e-08 | -155.1294 | 1.8147e-07 | -134.8239 | -134.8239 | 134.8239 | 207.9852
208.085 | 1.8912e-08 | -154.4655 | 1.8896e-07 | -134.4726 | -134.4726 | 134.4726 | 208.085
208.1848 | 2.0385e-08 | -153.8138 | 1.9665e-07 | -134.1262 | -134.1262 | 134.1262 | 208.1848
208.2846 | 2.1943e-08 | -153.1741 | 2.0454e-07 | -133.7846 | -133.7846 | 133.7846 | 208.2846
208.3844 | 2.3589e-08 | -152.5458 | 2.1263e-07 | -133.4477 | -133.4477 | 133.4477 | 208.3844
208.4842 | 2.5326e-08 | -151.9288 | 2.2092e-07 | -133.1154 | -133.1154 | 133.1154 | 208.4842
208.584 | 2.7156e-08 | -151.3227 | 2.2941e-07 | -132.7877 | -132.7877 | 132.7877 | 208.584
208.6838 | 2.9084e-08 | -150.7271 | 2.3811e-07 | -132.4645 | -132.4645 | 132.4645 | 208.6838
208.7836 | 3.1111e-08 | -150.1417 | 2.4701e-07 | -132.1458 | -132.1458 | 132.1458 | 208.7836
208.8834 | 3.3241e-08 | -149.5664 | 2.5611e-07 | -131.8313 | -131.8313 | 131.8313 | 208.8834
208.9832 | 3.5478e-08 | -149.0008 | 2.6542e-07 | -131.5212 | -131.5212 | 131.5212 | 208.9832
209.083 | 3.7824e-08 | -148.4446 | 2.7494e-07 | -131.2153 | -131.2153 | 131.2153 | 209.083
209.1828 | 4.0283e-08 | -147.8976 | 2.8466e-07 | -130.9135 | -130.9135 | 130.9135 | 209.1828
209.2826 | 4.2857e-08 | -147.3596 | 2.9458e-07 | -130.6159 | -130.6159 | 130.6159 | 209.2826
209.3824 | 4.5549e-08 | -146.8303 | 3.0471e-07 | -130.3222 | -130.3222 | 130.3222 | 209.3824
209.4822 | 4.8364e-08 | -146.3096 | 3.1504e-07 | -130.0326 | -130.0326 | 130.0326 | 209.4822
209.582 | 5.1303e-08 | -145.7972 | 3.2558e-07 | -129.7469 | -129.7469 | 129.7469 | 209.582
209.6818 | 5.437e-08 | -145.2928 | 3.3632e-07 | -129.465 | -129.465 | 129.465 | 209.6818
209.7816 | 5.7568e-08 | -144.7964 | 3.4726e-07 | -129.187 | -129.187 | 129.187 | 209.7816
209.8814 | 6.0899e-08 | -144.3078 | 3.584e-07 | -128.9127 | -128.9127 | 128.9127 | 209.8814
209.9812 | 6.4368e-08 | -143.8266 | 3.6974e-07 | -128.6421 | -128.6421 | 128.6421 | 209.9812
210.081 | 6.7976e-08 | -143.3529 | 3.8128e-07 | -128.3752 | -128.3752 | 128.3752 | 210.081
210.1808 | 7.1727e-08 | -142.8863 | 3.9301e-07 | -128.1119 | -128.1119 | 128.1119 | 210.1808
210.2806 | 7.5624e-08 | -142.4268 | 4.0494e-07 | -127.8522 | -127.8522 | 127.8522 | 210.2806
210.3804 | 7.9669e-08 | -141.9742 | 4.1706e-07 | -127.5959 | -127.5959 | 127.5959 | 210.3804
210.4802 | 8.3865e-08 | -141.5284 | 4.2938e-07 | -127.3432 | -127.3432 | 127.3432 | 210.4802
210.58 | 8.8215e-08 | -141.0891 | 4.4188e-07 | -127.0939 | -127.0939 | 127.0939 | 210.58
210.6798 | 9.2722e-08 | -140.6563 | 4.5457e-07 | -126.848 | -126.848 | 126.848 | 210.6798
210.7796 | 9.7388e-08 | -140.2299 | 4.6744e-07 | -126.6054 | -126.6054 | 126.6054 | 210.7796
210.8794 | 1.0222e-07 | -139.8096 | 4.805e-07 | -126.3661 | -126.3661 | 126.3661 | 210.8794
210.9792 | 1.0721e-07 | -139.3954 | 4.9373e-07 | -126.1301 | -126.1301 | 126.1301 | 210.9792
211.079 | 1.1237e-07 | -138.9872 | 5.0714e-07 | -125.8974 | -125.8974 | 125.8974 | 211.079
211.1788 | 1.177e-07 | -138.5848 | 5.2073e-07 | -125.6678 | -125.6678 | 125.6678 | 211.1788
211.2786 | 1.2319e-07 | -138.1882 | 5.3448e-07 | -125.4414 | -125.4414 | 125.4414 | 211.2786
211.3784 | 1.2887e-07 | -137.7971 | 5.484e-07 | -125.2181 | -125.2181 | 125.2181 | 211.3784
211.4782 | 1.3472e-07 | -137.4116 | 5.6248e-07 | -124.9978 | -124.9978 | 124.9978 | 211.4782
211.578 | 1.4074e-07 | -137.0315 | 5.7672e-07 | -124.7807 | -124.7807 | 124.7807 | 211.578
211.6778 | 1.4695e-07 | -136.6567 | 5.9112e-07 | -124.5665 | -124.5665 | 124.5665 | 211.6778
211.7776 | 1.5334e-07 | -136.2871 | 6.0567e-07 | -124.3553 | -124.3553 | 124.3553 | 211.7776
211.8774 | 1.5991e-07 | -135.9226 | 6.2036e-07 | -124.1471 | -124.1471 | 124.1471 | 211.8774
211.9772 | 1.6666e-07 | -135.5632 | 6.352e-07 | -123.9418 | -123.9418 | 123.9418 | 211.9772
212.077 | 1.7361e-07 | -135.2087 | 6.5017e-07 | -123.7394 | -123.7394 | 123.7394 | 212.077
212.1768 | 1.8074e-07 | -134.8591 | 6.6528e-07 | -123.5399 | -123.5399 | 123.5399 | 212.1768
212.2766 | 1.8806e-07 | -134.5142 | 6.8052e-07 | -123.3432 | -123.3432 | 123.3432 | 212.2766
212.3764 | 1.9557e-07 | -134.174 | 6.9589e-07 | -123.1492 | -123.1492 | 123.1492 | 212.3764
212.4762 | 2.0327e-07 | -133.8385 | 7.1137e-07 | -122.9581 | -122.9581 | 122.9581 | 212.4762
212.576 | 2.1117e-07 | -133.5075 | 7.2696e-07 | -122.7697 | -122.7697 | 122.7697 | 212.576
212.6758 | 2.1926e-07 | -133.181 | 7.4267e-07 | -122.5841 | -122.5841 | 122.5841 | 212.6758
212.7756 | 2.2754e-07 | -132.8589 | 7.5848e-07 | -122.4011 | -122.4011 | 122.4011 | 212.7756
212.8754 | 2.3602e-07 | -132.5411 | 7.7439e-07 | -122.2208 | -122.2208 | 122.2208 | 212.8754
212.9752 | 2.4469e-07 | -132.2275 | 7.9039e-07 | -122.0432 | -122.0432 | 122.0432 | 212.9752
213.075 | 2.5357e-07 | -131.9182 | 8.0648e-07 | -121.8682 | -121.8682 | 121.8682 | 213.075
213.1748 | 2.6263e-07 | -131.613 | 8.2265e-07 | -121.6957 | -121.6957 | 121.6957 | 213.1748
213.2746 | 2.719e-07 | -131.3119 | 8.3889e-07 | -121.5259 | -121.5259 | 121.5259 | 213.2746
213.3744 | 2.8136e-07 | -131.0148 | 8.552e-07 | -121.3586 | -121.3586 | 121.3586 | 213.3744
213.4742 | 2.9102e-07 | -130.7216 | 8.7158e-07 | -121.1939 | -121.1939 | 121.1939 | 213.4742
213.574 | 3.0087e-07 | -130.4324 | 8.8801e-07 | -121.0316 | -121.0316 | 121.0316 | 213.574
213.6738 | 3.1092e-07 | -130.1469 | 9.045e-07 | -120.8719 | -120.8719 | 120.8719 | 213.6738
213.7736 | 3.2117e-07 | -129.8653 | 9.2103e-07 | -120.7146 | -120.7146 | 120.7146 | 213.7736
213.8734 | 3.3161e-07 | -129.5874 | 9.3759e-07 | -120.5597 | -120.5597 | 120.5597 | 213.8734
213.9732 | 3.4225e-07 | -129.3132 | 9.5419e-07 | -120.4073 | -120.4073 | 120.4073 | 213.9732
214.073 | 3.5307e-07 | -129.0427 | 9.7081e-07 | -120.2573 | -120.2573 | 120.2573 | 214.073
214.1728 | 3.641e-07 | -128.7757 | 9.8745e-07 | -120.1097 | -120.1097 | 120.1097 | 214.1728
214.2726 | 3.7531e-07 | -128.5123 | 1.0041e-06 | -119.9645 | -119.9645 | 119.9645 | 214.2726
214.3724 | 3.8671e-07 | -128.2523 | 1.0208e-06 | -119.8216 | -119.8216 | 119.8216 | 214.3724
214.4722 | 3.983e-07 | -127.9958 | 1.0374e-06 | -119.681 | -119.681 | 119.681 | 214.4722
214.572 | 4.1007e-07 | -127.7428 | 1.054e-06 | -119.5428 | -119.5428 | 119.5428 | 214.572
214.6718 | 4.2203e-07 | -127.493 | 1.0707e-06 | -119.4069 | -119.4069 | 119.4069 | 214.6718
214.7716 | 4.3418e-07 | -127.2466 | 1.0873e-06 | -119.2733 | -119.2733 | 119.2733 | 214.7716
214.8714 | 4.465e-07 | -127.0035 | 1.1038e-06 | -119.1419 | -119.1419 | 119.1419 | 214.8714
214.9712 | 4.5901e-07 | -126.7636 | 1.1204e-06 | -119.0128 | -119.0128 | 119.0128 | 214.9712
215.071 | 4.7168e-07 | -126.527 | 1.1369e-06 | -118.8859 | -118.8859 | 118.8859 | 215.071
215.1708 | 4.8454e-07 | -126.2935 | 1.1533e-06 | -118.7612 | -118.7612 | 118.7612 | 215.1708
215.2706 | 4.9756e-07 | -126.0631 | 1.1697e-06 | -118.6388 | -118.6388 | 118.6388 | 215.2706
215.3704 | 5.1075e-07 | -125.8358 | 1.186e-06 | -118.5185 | -118.5185 | 118.5185 | 215.3704
215.4702 | 5.2411e-07 | -125.6115 | 1.2022e-06 | -118.4005 | -118.4005 | 118.4005 | 215.4702
215.57 | 5.3763e-07 | -125.3903 | 1.2183e-06 | -118.2846 | -118.2846 | 118.2846 | 215.57
215.6698 | 5.5131e-07 | -125.1721 | 1.2344e-06 | -118.1708 | -118.1708 | 118.1708 | 215.6698
215.7696 | 5.6514e-07 | -124.9568 | 1.2504e-06 | -118.0592 | -118.0592 | 118.0592 | 215.7696
215.8694 | 5.7913e-07 | -124.7445 | 1.2662e-06 | -117.9497 | -117.9497 | 117.9497 | 215.8694
215.9692 | 5.9326e-07 | -124.535 | 1.282e-06 | -117.8423 | -117.8423 | 117.8423 | 215.9692
216.069 | 6.0754e-07 | -124.3285 | 1.2976e-06 | -117.7371 | -117.7371 | 117.7371 | 216.069
216.1688 | 6.2196e-07 | -124.1247 | 1.3131e-06 | -117.6339 | -117.6339 | 117.6339 | 216.1688
216.2686 | 6.3652e-07 | -123.9237 | 1.3285e-06 | -117.5328 | -117.5328 | 117.5328 | 216.2686
216.3684 | 6.5121e-07 | -123.7256 | 1.3437e-06 | -117.4337 | -117.4337 | 117.4337 | 216.3684
216.4682 | 6.6603e-07 | -123.5301 | 1.3588e-06 | -117.3367 | -117.3367 | 117.3367 | 216.4682
216.568 | 6.8097e-07 | -123.3374 | 1.3738e-06 | -117.2418 | -117.2418 | 117.2418 | 216.568
216.6678 | 6.9603e-07 | -123.1474 | 1.3885e-06 | -117.1489 | -117.1489 | 117.1489 | 216.6678
216.7676 | 7.1121e-07 | -122.9601 | 1.4031e-06 | -117.058 | -117.058 | 117.058 | 216.7676
216.8674 | 7.2649e-07 | -122.7754 | 1.4176e-06 | -116.9691 | -116.9691 | 116.9691 | 216.8674
216.9672 | 7.4188e-07 | -122.5933 | 1.4318e-06 | -116.8822 | -116.8822 | 116.8822 | 216.9672
217.067 | 7.5738e-07 | -122.4138 | 1.4459e-06 | -116.7973 | -116.7973 | 116.7973 | 217.067
217.1668 | 7.7296e-07 | -122.2369 | 1.4598e-06 | -116.7144 | -116.7144 | 116.7144 | 217.1668
217.2666 | 7.8864e-07 | -122.0625 | 1.4734e-06 | -116.6335 | -116.6335 | 116.6335 | 217.2666
217.3664 | 8.044e-07 | -121.8906 | 1.4869e-06 | -116.5545 | -116.5545 | 116.5545 | 217.3664
217.4662 | 8.2023e-07 | -121.7213 | 1.5001e-06 | -116.4775 | -116.4775 | 116.4775 | 217.4662
217.566 | 8.3614e-07 | -121.5544 | 1.5131e-06 | -116.4024 | -116.4024 | 116.4024 | 217.566
217.6658 | 8.5212e-07 | -121.39 | 1.5259e-06 | -116.3293 | -116.3293 | 116.3293 | 217.6658
217.7656 | 8.6816e-07 | -121.228 | 1.5385e-06 | -116.258 | -116.258 | 116.258 | 217.7656
217.8654 | 8.8426e-07 | -121.0684 | 1.5508e-06 | -116.1888 | -116.1888 | 116.1888 | 217.8654
217.9652 | 9.0041e-07 | -120.9112 | 1.5629e-06 | -116.1214 | -116.1214 | 116.1214 | 217.9652
218.065 | 9.166e-07 | -120.7564 | 1.5747e-06 | -116.0559 | -116.0559 | 116.0559 | 218.065
218.1648 | 9.3282e-07 | -120.604 | 1.5863e-06 | -115.9923 | -115.9923 | 115.9923 | 218.1648
218.2646 | 9.4908e-07 | -120.4539 | 1.5976e-06 | -115.9306 | -115.9306 | 115.9306 | 218.2646
218.3644 | 9.6537e-07 | -120.3061 | 1.6086e-06 | -115.8708 | -115.8708 | 115.8708 | 218.3644
218.4642 | 9.8167e-07 | -120.1607 | 1.6194e-06 | -115.8129 | -115.8129 | 115.8129 | 218.4642
218.564 | 9.9799e-07 | -120.0175 | 1.6299e-06 | -115.7569 | -115.7569 | 115.7569 | 218.564
218.6638 | 1.0143e-06 | -119.8765 | 1.6401e-06 | -115.7027 | -115.7027 | 115.7027 | 218.6638
218.7636 | 1.0306e-06 | -119.7379 | 1.65e-06 | -115.6503 | -115.6503 | 115.6503 | 218.7636
218.8634 | 1.047e-06 | -119.6014 | 1.6596e-06 | -115.5998 | -115.5998 | 115.5998 | 218.8634
218.9632 | 1.0633e-06 | -119.4672 | 1.6689e-06 | -115.5512 | -115.5512 | 115.5512 | 218.9632
219.063 | 1.0795e-06 | -119.3352 | 1.678e-06 | -115.5044 | -115.5044 | 115.5044 | 219.063
219.1628 | 1.0958e-06 | -119.2054 | 1.6867e-06 | -115.4594 | -115.4594 | 115.4594 | 219.1628
219.2626 | 1.112e-06 | -119.0777 | 1.6951e-06 | -115.4162 | -115.4162 | 115.4162 | 219.2626
219.3624 | 1.1282e-06 | -118.9522 | 1.7032e-06 | -115.3749 | -115.3749 | 115.3749 | 219.3624
219.4622 | 1.1443e-06 | -118.8289 | 1.7109e-06 | -115.3354 | -115.3354 | 115.3354 | 219.4622
219.562 | 1.1604e-06 | -118.7077 | 1.7184e-06 | -115.2977 | -115.2977 | 115.2977 | 219.562
219.6618 | 1.1764e-06 | -118.5886 | 1.7255e-06 | -115.2618 | -115.2618 | 115.2618 | 219.6618
219.7616 | 1.1924e-06 | -118.4716 | 1.7323e-06 | -115.2277 | -115.2277 | 115.2277 | 219.7616
219.8614 | 1.2083e-06 | -118.3567 | 1.7387e-06 | -115.1954 | -115.1954 | 115.1954 | 219.8614
219.9612 | 1.2241e-06 | -118.2438 | 1.7448e-06 | -115.1649 | -115.1649 | 115.1649 | 219.9612
220.061 | 1.2398e-06 | -118.133 | 1.7506e-06 | -115.1362 | -115.1362 | 115.1362 | 220.061
220.1608 | 1.2554e-06 | -118.0243 | 1.756e-06 | -115.1093 | -115.1093 | 115.1093 | 220.1608
220.2606 | 1.2709e-06 | -117.9176 | 1.7611e-06 | -115.0842 | -115.0842 | 115.0842 | 220.2606
220.3604 | 1.2863e-06 | -117.813 | 1.7659e-06 | -115.0608 | -115.0608 | 115.0608 | 220.3604
220.4602 | 1.3016e-06 | -117.7103 | 1.7703e-06 | -115.0392 | -115.0392 | 115.0392 | 220.4602
220.56 | 1.3168e-06 | -117.6097 | 1.7743e-06 | -115.0194 | -115.0194 | 115.0194 | 220.56
220.6598 | 1.3318e-06 | -117.5111 | 1.778e-06 | -115.0013 | -115.0013 | 115.0013 | 220.6598
220.7596 | 1.3467e-06 | -117.4144 | 1.7813e-06 | -114.9851 | -114.9851 | 114.9851 | 220.7596
220.8594 | 1.3615e-06 | -117.3197 | 1.7843e-06 | -114.9705 | -114.9705 | 114.9705 | 220.8594
220.9592 | 1.3761e-06 | -117.227 | 1.7869e-06 | -114.9578 | -114.9578 | 114.9578 | 220.9592
221.059 | 1.3906e-06 | -117.1362 | 1.7892e-06 | -114.9468 | -114.9468 | 114.9468 | 221.059
221.1588 | 1.4049e-06 | -117.0473 | 1.7911e-06 | -114.9375 | -114.9375 | 114.9375 | 221.1588
221.2586 | 1.419e-06 | -116.9604 | 1.7927e-06 | -114.93 | -114.93 | 114.93 | 221.2586
221.3584 | 1.4329e-06 | -116.8754 | 1.7939e-06 | -114.9242 | -114.9242 | 114.9242 | 221.3584
221.4582 | 1.4467e-06 | -116.7924 | 1.7947e-06 | -114.9202 | -114.9202 | 114.9202 | 221.4582
221.558 | 1.4603e-06 | -116.7112 | 1.7952e-06 | -114.918 | -114.918 | 114.918 | 221.558
221.6578 | 1.4737e-06 | -116.6319 | 1.7953e-06 | -114.9175 | -114.9175 | 114.9175 | 221.6578
221.7576 | 1.4869e-06 | -116.5545 | 1.795e-06 | -114.9187 | -114.9187 | 114.9187 | 221.7576
221.8574 | 1.4999e-06 | -116.479 | 1.7944e-06 | -114.9216 | -114.9216 | 114.9216 | 221.8574
221.9572 | 1.5126e-06 | -116.4054 | 1.7934e-06 | -114.9263 | -114.9263 | 114.9263 | 221.9572
222.057 | 1.5252e-06 | -116.3336 | 1.7921e-06 | -114.9328 | -114.9328 | 114.9328 | 222.057
222.1568 | 1.5375e-06 | -116.2636 | 1.7904e-06 | -114.941 | -114.941 | 114.941 | 222.1568
222.2566 | 1.5496e-06 | -116.1956 | 1.7884e-06 | -114.9509 | -114.9509 | 114.9509 | 222.2566
222.3564 | 1.5615e-06 | -116.1293 | 1.786e-06 | -114.9625 | -114.9625 | 114.9625 | 222.3564
222.4562 | 1.5731e-06 | -116.0649 | 1.7832e-06 | -114.9759 | -114.9759 | 114.9759 | 222.4562
222.556 | 1.5845e-06 | -116.0023 | 1.7801e-06 | -114.991 | -114.991 | 114.991 | 222.556
222.6558 | 1.5956e-06 | -115.9415 | 1.7767e-06 | -115.0079 | -115.0079 | 115.0079 | 222.6558
222.7556 | 1.6065e-06 | -115.8826 | 1.7729e-06 | -115.0265 | -115.0265 | 115.0265 | 222.7556
222.8554 | 1.6171e-06 | -115.8254 | 1.7687e-06 | -115.0468 | -115.0468 | 115.0468 | 222.8554
222.9552 | 1.6274e-06 | -115.77 | 1.7642e-06 | -115.0688 | -115.0688 | 115.0688 | 222.9552
223.055 | 1.6375e-06 | -115.7164 | 1.7594e-06 | -115.0926 | -115.0926 | 115.0926 | 223.055
223.1548 | 1.6473e-06 | -115.6647 | 1.7543e-06 | -115.1181 | -115.1181 | 115.1181 | 223.1548
223.2546 | 1.6568e-06 | -115.6146 | 1.7488e-06 | -115.1454 | -115.1454 | 115.1454 | 223.2546
223.3544 | 1.666e-06 | -115.5664 | 1.7429e-06 | -115.1744 | -115.1744 | 115.1744 | 223.3544
223.4542 | 1.675e-06 | -115.5199 | 1.7368e-06 | -115.2051 | -115.2051 | 115.2051 | 223.4542
223.554 | 1.6836e-06 | -115.4752 | 1.7303e-06 | -115.2376 | -115.2376 | 115.2376 | 223.554
223.6538 | 1.6919e-06 | -115.4323 | 1.7235e-06 | -115.2718 | -115.2718 | 115.2718 | 223.6538
223.7536 | 1.7e-06 | -115.3911 | 1.7164e-06 | -115.3077 | -115.3077 | 115.3077 | 223.7536
223.8534 | 1.7077e-06 | -115.3516 | 1.709e-06 | -115.3454 | -115.3454 | 115.3454 | 223.8534
223.9532 | 1.7152e-06 | -115.3139 | 1.7012e-06 | -115.3848 | -115.3139 | 115.3139 | 223.9532
224.053 | 1.7223e-06 | -115.278 | 1.6932e-06 | -115.426 | -115.278 | 115.278 | 224.053
224.1528 | 1.7291e-06 | -115.2437 | 1.6848e-06 | -115.4689 | -115.2437 | 115.2437 | 224.1528
224.2526 | 1.7356e-06 | -115.2112 | 1.6762e-06 | -115.5136 | -115.2112 | 115.2112 | 224.2526
224.3524 | 1.7417e-06 | -115.1804 | 1.6673e-06 | -115.56 | -115.1804 | 115.1804 | 224.3524
224.4522 | 1.7476e-06 | -115.1514 | 1.658e-06 | -115.6081 | -115.1514 | 115.1514 | 224.4522
224.552 | 1.7531e-06 | -115.124 | 1.6485e-06 | -115.658 | -115.124 | 115.124 | 224.552
224.6518 | 1.7582e-06 | -115.0984 | 1.6388e-06 | -115.7097 | -115.0984 | 115.0984 | 224.6518
224.7516 | 1.7631e-06 | -115.0745 | 1.6287e-06 | -115.7631 | -115.0745 | 115.0745 | 224.7516
224.8514 | 1.7676e-06 | -115.0523 | 1.6184e-06 | -115.8183 | -115.0523 | 115.0523 | 224.8514
224.9512 | 1.7718e-06 | -115.0318 | 1.6078e-06 | -115.8753 | -115.0318 | 115.0318 | 224.9512
225.051 | 1.7756e-06 | -115.013 | 1.597e-06 | -115.934 | -115.013 | 115.013 | 225.051
225.1508 | 1.7791e-06 | -114.9958 | 1.5859e-06 | -115.9945 | -114.9958 | 114.9958 | 225.1508
225.2506 | 1.7823e-06 | -114.9804 | 1.5746e-06 | -116.0568 | -114.9804 | 114.9804 | 225.2506
225.3504 | 1.7851e-06 | -114.9667 | 1.563e-06 | -116.1208 | -114.9667 | 114.9667 | 225.3504
225.4502 | 1.7876e-06 | -114.9547 | 1.5512e-06 | -116.1867 | -114.9547 | 114.9547 | 225.4502
225.55 | 1.7897e-06 | -114.9443 | 1.5392e-06 | -116.2543 | -114.9443 | 114.9443 | 225.55
225.6498 | 1.7915e-06 | -114.9356 | 1.5269e-06 | -116.3237 | -114.9356 | 114.9356 | 225.6498
225.7496 | 1.7929e-06 | -114.9287 | 1.5145e-06 | -116.3949 | -114.9287 | 114.9287 | 225.7496
225.8494 | 1.794e-06 | -114.9234 | 1.5018e-06 | -116.4679 | -114.9234 | 114.9234 | 225.8494
225.9492 | 1.7948e-06 | -114.9197 | 1.4889e-06 | -116.5427 | -114.9197 | 114.9197 | 225.9492
226.049 | 1.7952e-06 | -114.9178 | 1.4758e-06 | -116.6193 | -114.9178 | 114.9178 | 226.049
226.1488 | 1.7952e-06 | -114.9175 | 1.4626e-06 | -116.6977 | -114.9175 | 114.9175 | 226.1488
226.2486 | 1.795e-06 | -114.9189 | 1.4491e-06 | -116.778 | -114.9189 | 114.9189 | 226.2486
226.3484 | 1.7943e-06 | -114.922 | 1.4355e-06 | -116.86 | -114.922 | 114.922 | 226.3484
226.4482 | 1.7933e-06 | -114.9267 | 1.4217e-06 | -116.9439 | -114.9267 | 114.9267 | 226.4482
226.548 | 1.792e-06 | -114.9331 | 1.4077e-06 | -117.0296 | -114.9331 | 114.9331 | 226.548
226.6478 | 1.7904e-06 | -114.9412 | 1.3936e-06 | -117.1172 | -114.9412 | 114.9412 | 226.6478
226.7476 | 1.7883e-06 | -114.951 | 1.3793e-06 | -117.2066 | -114.951 | 114.951 | 226.7476
226.8474 | 1.786e-06 | -114.9624 | 1.3649e-06 | -117.2979 | -114.9624 | 114.9624 | 226.8474
226.9472 | 1.7833e-06 | -114.9755 | 1.3504e-06 | -117.391 | -114.9755 | 114.9755 | 226.9472
227.047 | 1.7803e-06 | -114.9902 | 1.3357e-06 | -117.486 | -114.9902 | 114.9902 | 227.047
227.1468 | 1.7769e-06 | -115.0066 | 1.3209e-06 | -117.5828 | -115.0066 | 115.0066 | 227.1468
227.2466 | 1.7732e-06 | -115.0247 | 1.3059e-06 | -117.6815 | -115.0247 | 115.0247 | 227.2466
227.3464 | 1.7692e-06 | -115.0445 | 1.2909e-06 | -117.7821 | -115.0445 | 115.0445 | 227.3464
227.4462 | 1.7648e-06 | -115.0659 | 1.2758e-06 | -117.8846 | -115.0659 | 115.0659 | 227.4462
227.546 | 1.7602e-06 | -115.089 | 1.2605e-06 | -117.989 | -115.089 | 115.089 | 227.546
227.6458 | 1.7552e-06 | -115.1137 | 1.2452e-06 | -118.0953 | -115.1137 | 115.1137 | 227.6458
227.7456 | 1.7498e-06 | -115.1401 | 1.2298e-06 | -118.2035 | -115.1401 | 115.1401 | 227.7456
227.8454 | 1.7442e-06 | -115.1682 | 1.2143e-06 | -118.3137 | -115.1682 | 115.1682 | 227.8454
227.9452 | 1.7382e-06 | -115.1979 | 1.1987e-06 | -118.4257 | -115.1979 | 115.1979 | 227.9452
228.045 | 1.7319e-06 | -115.2294 | 1.1831e-06 | -118.5397 | -115.2294 | 115.2294 | 228.045
228.1448 | 1.7254e-06 | -115.2624 | 1.1674e-06 | -118.6557 | -115.2624 | 115.2624 | 228.1448
228.2446 | 1.7185e-06 | -115.2972 | 1.1517e-06 | -118.7736 | -115.2972 | 115.2972 | 228.2446
228.3444 | 1.7113e-06 | -115.3336 | 1.1359e-06 | -118.8934 | -115.3336 | 115.3336 | 228.3444
228.4442 | 1.7038e-06 | -115.3717 | 1.12e-06 | -119.0153 | -115.3717 | 115.3717 | 228.4442
228.544 | 1.696e-06 | -115.4115 | 1.1042e-06 | -119.1391 | -115.4115 | 115.4115 | 228.544
228.6438 | 1.6879e-06 | -115.453 | 1.0883e-06 | -119.2649 | -115.453 | 115.453 | 228.6438
228.7436 | 1.6796e-06 | -115.4961 | 1.0724e-06 | -119.3927 | -115.4961 | 115.4961 | 228.7436
228.8434 | 1.6709e-06 | -115.5409 | 1.0565e-06 | -119.5226 | -115.5409 | 115.5409 | 228.8434
228.9432 | 1.662e-06 | -115.5874 | 1.0406e-06 | -119.6544 | -115.5874 | 115.5874 | 228.9432
229.043 | 1.6528e-06 | -115.6356 | 1.0247e-06 | -119.7883 | -115.6356 | 115.6356 | 229.043
229.1428 | 1.6433e-06 | -115.6854 | 1.0088e-06 | -119.9242 | -115.6854 | 115.6854 | 229.1428
229.2426 | 1.6336e-06 | -115.737 | 9.9286e-07 | -120.0622 | -115.737 | 115.737 | 229.2426
229.3424 | 1.6236e-06 | -115.7902 | 9.7698e-07 | -120.2023 | -115.7902 | 115.7902 | 229.3424
229.4422 | 1.6134e-06 | -115.8452 | 9.6113e-07 | -120.3444 | -115.8452 | 115.8452 | 229.4422
229.542 | 1.6029e-06 | -115.9018 | 9.453e-07 | -120.4886 | -115.9018 | 115.9018 | 229.542
229.6418 | 1.5922e-06 | -115.9601 | 9.2951e-07 | -120.6349 | -115.9601 | 115.9601 | 229.6418
229.7416 | 1.5812e-06 | -116.0202 | 9.1376e-07 | -120.7833 | -116.0202 | 116.0202 | 229.7416
229.8414 | 1.57e-06 | -116.0819 | 8.9806e-07 | -120.9339 | -116.0819 | 116.0819 | 229.8414
229.9412 | 1.5586e-06 | -116.1454 | 8.8241e-07 | -121.0866 | -116.1454 | 116.1454 | 229.9412
230.041 | 1.5469e-06 | -116.2105 | 8.6682e-07 | -121.2414 | -116.2105 | 116.2105 | 230.041
230.1408 | 1.5351e-06 | -116.2774 | 8.5129e-07 | -121.3985 | -116.2774 | 116.2774 | 230.1408
230.2406 | 1.523e-06 | -116.346 | 8.3583e-07 | -121.5577 | -116.346 | 116.346 | 230.2406
230.3404 | 1.5107e-06 | -116.4164 | 8.2044e-07 | -121.7191 | -116.4164 | 116.4164 | 230.3404
230.4402 | 1.4982e-06 | -116.4884 | 8.0513e-07 | -121.8827 | -116.4884 | 116.4884 | 230.4402
230.54 | 1.4856e-06 | -116.5622 | 7.8991e-07 | -122.0485 | -116.5622 | 116.5622 | 230.54
230.6398 | 1.4727e-06 | -116.6378 | 7.7477e-07 | -122.2166 | -116.6378 | 116.6378 | 230.6398
230.7396 | 1.4597e-06 | -116.715 | 7.5972e-07 | -122.3869 | -116.715 | 116.715 | 230.7396
230.8394 | 1.4464e-06 | -116.794 | 7.4478e-07 | -122.5595 | -116.794 | 116.794 | 230.8394
230.9392 | 1.433e-06 | -116.8748 | 7.2993e-07 | -122.7344 | -116.8748 | 116.8748 | 230.9392
231.039 | 1.4195e-06 | -116.9573 | 7.1519e-07 | -122.9115 | -116.9573 | 116.9573 | 231.039
231.1388 | 1.4058e-06 | -117.0416 | 7.0056e-07 | -123.091 | -117.0416 | 117.0416 | 231.1388
231.2386 | 1.3919e-06 | -117.1277 | 6.8605e-07 | -123.2729 | -117.1277 | 117.1277 | 231.2386
231.3384 | 1.3779e-06 | -117.2155 | 6.7165e-07 | -123.4571 | -117.2155 | 117.2155 | 231.3384
231.4382 | 1.3638e-06 | -117.3051 | 6.5738e-07 | -123.6437 | -117.3051 | 117.3051 | 231.4382
231.538 | 1.3495e-06 | -117.3965 | 6.4323e-07 | -123.8326 | -117.3965 | 117.3965 | 231.538
231.6378 | 1.3351e-06 | -117.4897 | 6.2922e-07 | -124.024 | -117.4897 | 117.4897 | 231.6378
231.7376 | 1.3206e-06 | -117.5847 | 6.1533e-07 | -124.2178 | -117.5847 | 117.5847 | 231.7376
231.8374 | 1.3059e-06 | -117.6815 | 6.0158e-07 | -124.4141 | -117.6815 | 117.6815 | 231.8374
231.9372 | 1.2912e-06 | -117.7801 | 5.8798e-07 | -124.6128 | -117.7801 | 117.7801 | 231.9372
232.037 | 1.2764e-06 | -117.8805 | 5.7451e-07 | -124.814 | -117.8805 | 117.8805 | 232.037
232.1368 | 1.2614e-06 | -117.9827 | 5.6119e-07 | -125.0177 | -117.9827 | 117.9827 | 232.1368
232.2366 | 1.2464e-06 | -118.0868 | 5.4802e-07 | -125.224 | -118.0868 | 118.0868 | 232.2366
232.3364 | 1.2313e-06 | -118.1927 | 5.3501e-07 | -125.4328 | -118.1927 | 118.1927 | 232.3364
232.4362 | 1.2161e-06 | -118.3004 | 5.2214e-07 | -125.6442 | -118.3004 | 118.3004 | 232.4362
232.536 | 1.2009e-06 | -118.41 | 5.0944e-07 | -125.8582 | -118.41 | 118.41 | 232.536
232.6358 | 1.1856e-06 | -118.5215 | 4.9689e-07 | -126.0748 | -118.5215 | 118.5215 | 232.6358
232.7356 | 1.1702e-06 | -118.6348 | 4.845e-07 | -126.2941 | -118.6348 | 118.6348 | 232.7356
232.8354 | 1.1548e-06 | -118.75 | 4.7228e-07 | -126.5161 | -118.75 | 118.75 | 232.8354
232.9352 | 1.1393e-06 | -118.8671 | 4.6022e-07 | -126.7407 | -118.8671 | 118.8671 | 232.9352
233.035 | 1.1238e-06 | -118.9861 | 4.4833e-07 | -126.9681 | -118.9861 | 118.9861 | 233.035
233.1348 | 1.1083e-06 | -119.107 | 4.3661e-07 | -127.1982 | -119.107 | 119.107 | 233.1348
233.2346 | 1.0927e-06 | -119.2298 | 4.2505e-07 | -127.4311 | -119.2298 | 119.2298 | 233.2346
233.3344 | 1.0771e-06 | -119.3545 | 4.1367e-07 | -127.6668 | -119.3545 | 119.3545 | 233.3344
233.4342 | 1.0616e-06 | -119.4812 | 4.0247e-07 | -127.9054 | -119.4812 | 119.4812 | 233.4342
233.534 | 1.046e-06 | -119.6098 | 3.9144e-07 | -128.1468 | -119.6098 | 119.6098 | 233.534
233.6338 | 1.0304e-06 | -119.7403 | 3.8058e-07 | -128.3911 | -119.7403 | 119.7403 | 233.6338
233.7336 | 1.0148e-06 | -119.8728 | 3.699e-07 | -128.6383 | -119.8728 | 119.8728 | 233.7336
233.8334 | 9.9916e-07 | -120.0073 | 3.594e-07 | -128.8885 | -120.0073 | 120.0073 | 233.8334
233.9332 | 9.8359e-07 | -120.1437 | 3.4908e-07 | -129.1416 | -120.1437 | 120.1437 | 233.9332
234.033 | 9.6804e-07 | -120.2821 | 3.3893e-07 | -129.3978 | -120.2821 | 120.2821 | 234.033
234.1328 | 9.5251e-07 | -120.4226 | 3.2896e-07 | -129.657 | -120.4226 | 120.4226 | 234.1328
234.2326 | 9.3702e-07 | -120.5651 | 3.1918e-07 | -129.9193 | -120.5651 | 120.5651 | 234.2326
234.3324 | 9.2156e-07 | -120.7095 | 3.0957e-07 | -130.1848 | -120.7095 | 120.7095 | 234.3324
234.4322 | 9.0614e-07 | -120.8561 | 3.0015e-07 | -130.4534 | -120.8561 | 120.8561 | 234.4322
234.532 | 8.9078e-07 | -121.0046 | 2.909e-07 | -130.7252 | -121.0046 | 121.0046 | 234.532
234.6318 | 8.7546e-07 | -121.1553 | 2.8183e-07 | -131.0002 | -121.1553 | 121.1553 | 234.6318
234.7316 | 8.602e-07 | -121.308 | 2.7295e-07 | -131.2785 | -121.308 | 121.308 | 234.7316
234.8314 | 8.4501e-07 | -121.4628 | 2.6424e-07 | -131.5601 | -121.4628 | 121.4628 | 234.8314
234.9312 | 8.2988e-07 | -121.6197 | 2.5571e-07 | -131.845 | -121.6197 | 121.6197 | 234.9312
235.031 | 8.1483e-07 | -121.7787 | 2.4736e-07 | -132.1333 | -121.7787 | 121.7787 | 235.031
235.1308 | 7.9985e-07 | -121.9398 | 2.3919e-07 | -132.4251 | -121.9398 | 121.9398 | 235.1308
235.2306 | 7.8496e-07 | -122.1031 | 2.312e-07 | -132.7203 | -122.1031 | 122.1031 | 235.2306
235.3304 | 7.7015e-07 | -122.2685 | 2.2338e-07 | -133.0191 | -122.2685 | 122.2685 | 235.3304
235.4302 | 7.5543e-07 | -122.4361 | 2.1574e-07 | -133.3214 | -122.4361 | 122.4361 | 235.4302
235.53 | 7.408e-07 | -122.6059 | 2.0827e-07 | -133.6274 | -122.6059 | 122.6059 | 235.53
235.6298 | 7.2628e-07 | -122.7779 | 2.0098e-07 | -133.937 | -122.7779 | 122.7779 | 235.6298
235.7296 | 7.1186e-07 | -122.9521 | 1.9386e-07 | -134.2503 | -122.9521 | 122.9521 | 235.7296
235.8294 | 6.9754e-07 | -123.1286 | 1.8691e-07 | -134.5674 | -123.1286 | 123.1286 | 235.8294
235.9292 | 6.8334e-07 | -123.3073 | 1.8013e-07 | -134.8883 | -123.3073 | 123.3073 | 235.9292
236.029 | 6.6925e-07 | -123.4883 | 1.7352e-07 | -135.2131 | -123.4883 | 123.4883 | 236.029
236.1288 | 6.5528e-07 | -123.6715 | 1.6707e-07 | -135.5418 | -123.6715 | 123.6715 | 236.1288
236.2286 | 6.4143e-07 | -123.857 | 1.608e-07 | -135.8745 | -123.857 | 123.857 | 236.2286
236.3284 | 6.277e-07 | -124.0449 | 1.5468e-07 | -136.2112 | -124.0449 | 124.0449 | 236.3284
236.4282 | 6.1411e-07 | -124.2351 | 1.4873e-07 | -136.552 | -124.2351 | 124.2351 | 236.4282
236.528 | 6.0064e-07 | -124.4277 | 1.4294e-07 | -136.897 | -124.4277 | 124.4277 | 236.528
236.6278 | 5.8731e-07 | -124.6226 | 1.3731e-07 | -137.2462 | -124.6226 | 124.6226 | 236.6278
236.7276 | 5.7412e-07 | -124.8199 | 1.3183e-07 | -137.5997 | -124.8199 | 124.8199 | 236.7276
236.8274 | 5.6107e-07 | -125.0197 | 1.2651e-07 | -137.9575 | -125.0197 | 125.0197 | 236.8274
236.9272 | 5.4816e-07 | -125.2219 | 1.2134e-07 | -138.3198 | -125.2219 | 125.2219 | 236.9272
237.027 | 5.354e-07 | -125.4265 | 1.1633e-07 | -138.6865 | -125.4265 | 125.4265 | 237.027
237.1268 | 5.2278e-07 | -125.6336 | 1.1146e-07 | -139.0579 | -125.6336 | 125.6336 | 237.1268
237.2266 | 5.1032e-07 | -125.8432 | 1.0674e-07 | -139.4338 | -125.8432 | 125.8432 | 237.2266
237.3264 | 4.98e-07 | -126.0553 | 1.0216e-07 | -139.8145 | -126.0553 | 126.0553 | 237.3264
237.4262 | 4.8585e-07 | -126.27 | 9.7724e-08 | -140.2 | -126.27 | 126.27 | 237.4262
237.526 | 4.7385e-07 | -126.4873 | 9.3429e-08 | -140.5904 | -126.4873 | 126.4873 | 237.526
237.6258 | 4.62e-07 | -126.7071 | 8.9272e-08 | -140.9857 | -126.7071 | 126.7071 | 237.6258
237.7256 | 4.5032e-07 | -126.9295 | 8.525e-08 | -141.3861 | -126.9295 | 126.9295 | 237.7256
237.8254 | 4.388e-07 | -127.1546 | 8.1361e-08 | -141.7916 | -127.1546 | 127.1546 | 237.8254
237.9252 | 4.2745e-07 | -127.3824 | 7.7603e-08 | -142.2024 | -127.3824 | 127.3824 | 237.9252
238.025 | 4.1626e-07 | -127.6128 | 7.3973e-08 | -142.6185 | -127.6128 | 127.6128 | 238.025
238.1248 | 4.0523e-07 | -127.846 | 7.0469e-08 | -143.04 | -127.846 | 127.846 | 238.1248
238.2246 | 3.9437e-07 | -128.0818 | 6.7088e-08 | -143.4671 | -128.0818 | 128.0818 | 238.2246
238.3244 | 3.8368e-07 | -128.3205 | 6.3828e-08 | -143.8998 | -128.3205 | 128.3205 | 238.3244
238.4242 | 3.7316e-07 | -128.562 | 6.0686e-08 | -144.3383 | -128.562 | 128.562 | 238.4242
238.524 | 3.6282e-07 | -128.8063 | 5.766e-08 | -144.7826 | -128.8063 | 128.8063 | 238.524
238.6238 | 3.5264e-07 | -129.0534 | 5.4747e-08 | -145.2328 | -129.0534 | 129.0534 | 238.6238
238.7236 | 3.4263e-07 | -129.3035 | 5.1944e-08 | -145.6892 | -129.3035 | 129.3035 | 238.7236
238.8234 | 3.328e-07 | -129.5565 | 4.925e-08 | -146.1518 | -129.5565 | 129.5565 | 238.8234
238.9232 | 3.2313e-07 | -129.8124 | 4.6662e-08 | -146.6207 | -129.8124 | 129.8124 | 238.9232
239.023 | 3.1364e-07 | -130.0713 | 4.4177e-08 | -147.0962 | -130.0713 | 130.0713 | 239.023
239.1228 | 3.0433e-07 | -130.3332 | 4.1792e-08 | -147.5782 | -130.3332 | 130.3332 | 239.1228
239.2226 | 2.9518e-07 | -130.5982 | 3.9505e-08 | -148.067 | -130.5982 | 130.5982 | 239.2226
239.3224 | 2.8621e-07 | -130.8662 | 3.7313e-08 | -148.5627 | -130.8662 | 130.8662 | 239.3224
239.4222 | 2.7741e-07 | -131.1374 | 3.5215e-08 | -149.0655 | -131.1374 | 131.1374 | 239.4222
239.522 | 2.6879e-07 | -131.4118 | 3.3207e-08 | -149.5755 | -131.4118 | 131.4118 | 239.522
239.6218 | 2.6034e-07 | -131.6893 | 3.1286e-08 | -150.0929 | -131.6893 | 131.6893 | 239.6218
239.7216 | 2.5206e-07 | -131.9701 | 2.9451e-08 | -150.6179 | -131.9701 | 131.9701 | 239.7216
239.8214 | 2.4395e-07 | -132.2541 | 2.7699e-08 | -151.1506 | -132.2541 | 132.2541 | 239.8214
239.9212 | 2.3601e-07 | -132.5415 | 2.6028e-08 | -151.6912 | -132.5415 | 132.5415 | 239.9212
240.021 | 2.2824e-07 | -132.8322 | 2.4434e-08 | -152.24 | -132.8322 | 132.8322 | 240.021
240.1208 | 2.2064e-07 | -133.1263 | 2.2916e-08 | -152.7971 | -133.1263 | 133.1263 | 240.1208
240.2206 | 2.1321e-07 | -133.4239 | 2.1472e-08 | -153.3627 | -133.4239 | 133.4239 | 240.2206
240.3204 | 2.0595e-07 | -133.725 | 2.0098e-08 | -153.937 | -133.725 | 133.725 | 240.3204
240.4202 | 1.9885e-07 | -134.0296 | 1.8792e-08 | -154.5203 | -134.0296 | 134.0296 | 240.4202
240.52 | 1.9192e-07 | -134.3377 | 1.7553e-08 | -155.1129 | -134.3377 | 134.3377 | 240.52
240.6198 | 1.8515e-07 | -134.6495 | 1.6378e-08 | -155.7149 | -134.6495 | 134.6495 | 240.6198
240.7196 | 1.7855e-07 | -134.965 | 1.5264e-08 | -156.3266 | -134.965 | 134.965 | 240.7196
240.8194 | 1.721e-07 | -135.2842 | 1.421e-08 | -156.9483 | -135.2842 | 135.2842 | 240.8194
240.9192 | 1.6582e-07 | -135.6072 | 1.3212e-08 | -157.5803 | -135.6072 | 135.6072 | 240.9192
241.019 | 1.597e-07 | -135.934 | 1.227e-08 | -158.2229 | -135.934 | 135.934 | 241.019
241.1188 | 1.5373e-07 | -136.2648 | 1.1381e-08 | -158.8763 | -136.2648 | 136.2648 | 241.1188
241.2186 | 1.4792e-07 | -136.5994 | 1.0543e-08 | -159.5409 | -136.5994 | 136.5994 | 241.2186
241.3184 | 1.4226e-07 | -136.9381 | 9.7532e-09 | -160.2171 | -136.9381 | 136.9381 | 241.3184
241.4182 | 1.3676e-07 | -137.2808 | 9.0104e-09 | -160.9051 | -137.2808 | 137.2808 | 241.4182
241.518 | 1.3141e-07 | -137.6277 | 8.3125e-09 | -161.6054 | -137.6277 | 137.6277 | 241.518
241.6178 | 1.262e-07 | -137.9788 | 7.6574e-09 | -162.3184 | -137.9788 | 137.9788 | 241.6178
241.7176 | 1.2114e-07 | -138.3341 | 7.0434e-09 | -163.0444 | -138.3341 | 138.3341 | 241.7176
241.8174 | 1.1623e-07 | -138.6937 | 6.4685e-09 | -163.7839 | -138.6937 | 138.6937 | 241.8174
241.9172 | 1.1146e-07 | -139.0577 | 5.931e-09 | -164.5374 | -139.0577 | 139.0577 | 241.9172
242.017 | 1.0683e-07 | -139.4262 | 5.4292e-09 | -165.3054 | -139.4262 | 139.4262 | 242.017
242.1168 | 1.0234e-07 | -139.7992 | 4.9612e-09 | -166.0882 | -139.7992 | 139.7992 | 242.1168
242.2166 | 9.7985e-08 | -140.1768 | 4.5255e-09 | -166.8866 | -140.1768 | 140.1768 | 242.2166
242.3164 | 9.3766e-08 | -140.5591 | 4.1205e-09 | -167.701 | -140.5591 | 140.5591 | 242.3164
242.4162 | 8.9679e-08 | -140.9462 | 3.7445e-09 | -168.5321 | -140.9462 | 140.9462 | 242.4162
242.516 | 8.5722e-08 | -141.3381 | 3.3961e-09 | -169.3804 | -141.3381 | 141.3381 | 242.516
242.6158 | 8.1894e-08 | -141.735 | 3.0737e-09 | -170.2467 | -141.735 | 141.735 | 242.6158
242.7156 | 7.8191e-08 | -142.1368 | 2.776e-09 | -171.1317 | -142.1368 | 142.1368 | 242.7156
242.8154 | 7.4612e-08 | -142.5438 | 2.5015e-09 | -172.0361 | -142.5438 | 142.5438 | 242.8154
242.9152 | 7.1154e-08 | -142.956 | 2.2488e-09 | -172.9608 | -142.956 | 142.956 | 242.9152
243.015 | 6.7815e-08 | -143.3734 | 2.0168e-09 | -173.9066 | -143.3734 | 143.3734 | 243.015
243.1148 | 6.4593e-08 | -143.7963 | 1.8042e-09 | -174.8744 | -143.7963 | 143.7963 | 243.1148
243.2146 | 6.1485e-08 | -144.2247 | 1.6097e-09 | -175.8652 | -144.2247 | 144.2247 | 243.2146
243.3144 | 5.8488e-08 | -144.6586 | 1.4322e-09 | -176.8801 | -144.6586 | 144.6586 | 243.3144
243.4142 | 5.5601e-08 | -145.0983 | 1.2705e-09 | -177.9203 | -145.0983 | 145.0983 | 243.4142
243.514 | 5.2822e-08 | -145.5438 | 1.1237e-09 | -178.9868 | -145.5438 | 145.5438 | 243.514
243.6138 | 5.0146e-08 | -145.9952 | 9.9071e-10 | -180.0811 | -145.9952 | 145.9952 | 243.6138
243.7136 | 4.7574e-08 | -146.4527 | 8.7051e-10 | -181.2045 | -146.4527 | 146.4527 | 243.7136
243.8134 | 4.5101e-08 | -146.9163 | 7.622e-10 | -182.3586 | -146.9163 | 146.9163 | 243.8134
243.9132 | 4.2725e-08 | -147.3863 | 6.6489e-10 | -183.545 | -147.3863 | 147.3863 | 243.9132
244.013 | 4.0445e-08 | -147.8627 | 5.7773e-10 | -184.7655 | -147.8627 | 147.8627 | 244.013
244.1128 | 3.8257e-08 | -148.3457 | 4.9992e-10 | -186.022 | -148.3457 | 148.3457 | 244.1128
244.2126 | 3.616e-08 | -148.8354 | 4.3069e-10 | -187.3167 | -148.8354 | 148.8354 | 244.2126
244.3124 | 3.4151e-08 | -149.332 | 3.6932e-10 | -188.6519 | -149.332 | 149.332 | 244.3124
244.4122 | 3.2227e-08 | -149.8357 | 3.1513e-10 | -190.0301 | -149.8357 | 149.8357 | 244.4122
244.512 | 3.0386e-08 | -150.3465 | 2.6748e-10 | -191.4541 | -150.3465 | 150.3465 | 244.512
244.6118 | 2.8627e-08 | -150.8646 | 2.2576e-10 | -192.927 | -150.8646 | 150.8646 | 244.6118
244.7116 | 2.6946e-08 | -151.3903 | 1.8941e-10 | -194.4521 | -151.3903 | 151.3903 | 244.7116
244.8114 | 2.5341e-08 | -151.9236 | 1.5789e-10 | -196.0332 | -151.9236 | 151.9236 | 244.8114
244.9112 | 2.381e-08 | -152.4649 | 1.307e-10 | -197.6744 | -152.4649 | 152.4649 | 244.9112
245.011 | 2.2351e-08 | -153.0142 | 1.0739e-10 | -199.3806 | -153.0142 | 153.0142 | 245.011
245.1108 | 2.0961e-08 | -153.5718 | 8.753e-11 | -201.1569 | -153.5718 | 153.5718 | 245.1108
245.2106 | 1.9638e-08 | -154.1379 | 7.072e-11 | -203.0092 | -154.1379 | 154.1379 | 245.2106
245.3104 | 1.8381e-08 | -154.7127 | 5.6596e-11 | -204.9442 | -154.7127 | 154.7127 | 245.3104
245.4102 | 1.7186e-08 | -155.2964 | 4.4824e-11 | -206.9697 | -155.2964 | 155.2964 | 245.4102
245.51 | 1.6052e-08 | -155.8893 | 3.5098e-11 | -209.0943 | -155.8893 | 155.8893 | 245.51
245.6098 | 1.4977e-08 | -156.4916 | 2.7139e-11 | -211.3282 | -156.4916 | 156.4916 | 245.6098
245.7096 | 1.3958e-08 | -157.1035 | 2.0694e-11 | -213.6832 | -157.1035 | 157.1035 | 245.7096
245.8094 | 1.2994e-08 | -157.7254 | 1.5537e-11 | -216.1729 | -157.7254 | 157.7254 | 245.8094
245.9092 | 1.2082e-08 | -158.3576 | 1.1463e-11 | -218.8138 | -158.3576 | 158.3576 | 245.9092
246.009 | 1.122e-08 | -159.0002 | 8.2936e-12 | -221.6252 | -159.0002 | 159.0002 | 246.009
246.1088 | 1.0407e-08 | -159.6536 | 5.8677e-12 | -224.6306 | -159.6536 | 159.6536 | 246.1088
246.2086 | 9.6403e-09 | -160.3182 | 4.0464e-12 | -227.8587 | -160.3182 | 160.3182 | 246.2086
246.3084 | 8.9184e-09 | -160.9943 | 2.7086e-12 | -231.3452 | -160.9943 | 160.9943 | 246.3084
246.4082 | 8.2393e-09 | -161.6822 | 1.7509e-12 | -235.1348 | -161.6822 | 161.6822 | 246.4082
246.508 | 7.6013e-09 | -162.3822 | 1.0858e-12 | -239.2854 | -162.3822 | 162.3822 | 246.508
246.6078 | 7.0025e-09 | -163.0949 | 6.4025e-13 | -243.873 | -163.0949 | 163.0949 | 246.6078
246.7076 | 6.4412e-09 | -163.8206 | 3.5479e-13 | -249.0006 | -163.8206 | 163.8206 | 246.7076
246.8074 | 5.9158e-09 | -164.5597 | 1.817e-13 | -254.8127 | -164.5597 | 164.5597 | 246.8074
246.9072 | 5.4245e-09 | -165.3127 | 8.3939e-14 | -261.5208 | -165.3127 | 165.3127 | 246.9072
247.007 | 4.9659e-09 | -166.0801 | 3.368e-14 | -269.4527 | -166.0801 | 166.0801 | 247.007
247.1068 | 4.5382e-09 | -166.8623 | 1.1018e-14 | -279.1577 | -166.8623 | 166.8623 | 247.1068
247.2066 | 4.14e-09 | -167.66 | 2.6104e-15 | -291.6657 | -167.66 | 167.66 | 247.2066
247.3064 | 3.7698e-09 | -168.4736 | 3.4324e-16 | -309.2881 | -168.4736 | 168.4736 | 247.3064
247.4062 | 3.4262e-09 | -169.3038 | 1.0716e-17 | -339.3992 | -169.3038 | 169.3038 | 247.4062
247.506 | 3.1077e-09 | -170.1511 | 9.7865e-35 | -680.1874 | -170.1511 | 170.1511 | 247.506
247.6058 | 2.8131e-09 | -171.0164 | 1.0631e-17 | -339.4682 | -171.0164 | 171.0164 | 247.6058
247.7056 | 2.5409e-09 | -171.9002 | 3.3982e-16 | -309.3751 | -171.9002 | 171.9002 | 247.7056
247.8054 | 2.29e-09 | -172.8033 | 2.5757e-15 | -291.782 | -172.8033 | 172.8033 | 247.8054
247.9052 | 2.0591e-09 | -173.7266 | 1.0831e-14 | -279.3063 | -173.7266 | 173.7266 | 247.9052
248.005 | 1.8469e-09 | -174.6709 | 3.2982e-14 | -269.6345 | -174.6709 | 174.6709 | 248.005
248.1048 | 1.6525e-09 | -175.6371 | 8.188e-14 | -261.7365 | -175.6371 | 175.6371 | 248.1048
248.2046 | 1.4747e-09 | -176.6262 | 1.7655e-13 | -255.0626 | -176.6262 | 176.6262 | 248.2046
248.3044 | 1.3123e-09 | -177.6393 | 3.4336e-13 | -249.2849 | -177.6393 | 177.6393 | 248.3044
248.4042 | 1.1645e-09 | -178.6774 | 6.1718e-13 | -244.1918 | -178.6774 | 178.6774 | 248.4042
248.504 | 1.0302e-09 | -179.7417 | 1.0425e-12 | -239.6388 | -179.7417 | 179.7417 | 248.504
248.6038 | 9.0848e-10 | -180.8337 | 1.6744e-12 | -235.5229 | -180.8337 | 180.8337 | 248.6038
248.7036 | 7.9849e-10 | -181.9546 | 2.5799e-12 | -231.768 | -181.9546 | 181.9546 | 248.7036
248.8034 | 6.9936e-10 | -183.106 | 3.8387e-12 | -228.3164 | -183.106 | 183.106 | 248.8034
248.9032 | 6.1027e-10 | -184.2896 | 5.5443e-12 | -225.1231 | -184.2896 | 184.2896 | 248.9032
249.003 | 5.3046e-10 | -185.507 | 7.805e-12 | -222.1525 | -185.507 | 185.507 | 249.003
249.1028 | 4.5919e-10 | -186.7602 | 1.0745e-11 | -219.376 | -186.7602 | 186.7602 | 249.1028
249.2026 | 3.9576e-10 | -188.0514 | 1.4504e-11 | -216.77 | -188.0514 | 188.0514 | 249.2026
249.3024 | 3.3952e-10 | -189.3827 | 1.9242e-11 | -214.3151 | -189.3827 | 189.3827 | 249.3024
249.4022 | 2.8984e-10 | -190.7568 | 2.5133e-11 | -211.9951 | -190.7568 | 190.7568 | 249.4022
249.502 | 2.4614e-10 | -192.1763 | 3.2374e-11 | -209.7961 | -192.1763 | 192.1763 | 249.502
249.6018 | 2.0786e-10 | -193.6444 | 4.1179e-11 | -207.7064 | -193.6444 | 193.6444 | 249.6018
249.7016 | 1.7449e-10 | -195.1643 | 5.1785e-11 | -205.7159 | -195.1643 | 195.1643 | 249.7016
249.8014 | 1.4555e-10 | -196.7399 | 6.4448e-11 | -203.8158 | -196.7399 | 196.7399 | 249.8014
249.9012 | 1.2057e-10 | -198.3751 | 7.9447e-11 | -201.9984 | -198.3751 | 198.3751 | 249.9012
250.001 | 9.9144e-11 | -200.0747 | 9.7084e-11 | -200.2571 | -200.0747 | 200.0747 | 250.001
250.1008 | 8.0874e-11 | -201.8438 | 1.1768e-10 | -198.5859 | -198.5859 | 198.5859 | 250.1008
250.2006 | 6.5401e-11 | -203.6883 | 1.4159e-10 | -196.9795 | -196.9795 | 196.9795 | 250.2006
250.3004 | 5.2392e-11 | -205.6148 | 1.6917e-10 | -195.4334 | -195.4334 | 195.4334 | 250.3004
250.4002 | 4.1539e-11 | -207.6308 | 2.0083e-10 | -193.9433 | -193.9433 | 193.9433 | 250.4002
250.5 | 3.2565e-11 | -209.7451 | 2.3699e-10 | -192.5054 | -192.5054 | 192.5054 | 250.5
250.5998 | 2.5213e-11 | -211.9675 | 2.7809e-10 | -191.1164 | -191.1164 | 191.1164 | 250.5998
250.6996 | 1.9254e-11 | -214.3096 | 3.246e-10 | -189.7732 | -189.7732 | 189.7732 | 250.6996
250.7994 | 1.4479e-11 | -216.7851 | 3.7701e-10 | -188.473 | -188.473 | 188.473 | 250.7994
250.8992 | 1.0703e-11 | -219.4098 | 4.3585e-10 | -187.2132 | -187.2132 | 187.2132 | 250.8992
250.999 | 7.7599e-12 | -222.2029 | 5.0167e-10 | -185.9917 | -185.9917 | 185.9917 | 250.999
251.0988 | 5.5034e-12 | -225.1874 | 5.7503e-10 | -184.8061 | -184.8061 | 184.8061 | 251.0988
251.1986 | 3.8056e-12 | -228.3914 | 6.5654e-10 | -183.6547 | -183.6547 | 183.6547 | 251.1986
251.2984 | 2.5557e-12 | -231.8497 | 7.4682e-10 | -182.5356 | -182.5356 | 182.5356 | 251.2984
251.3982 | 1.6584e-12 | -235.6062 | 8.4653e-10 | -181.4472 | -181.4472 | 181.4472 | 251.3982
251.498 | 1.0331e-12 | -239.7169 | 9.5632e-10 | -180.3879 | -180.3879 | 180.3879 | 251.498
251.5978 | 6.1264e-13 | -244.2559 | 1.0769e-09 | -179.3564 | -179.3564 | 179.3564 | 251.5978
251.6976 | 3.4187e-13 | -249.3229 | 1.209e-09 | -178.3512 | -178.3512 | 178.3512 | 251.6976
251.7974 | 1.7666e-13 | -255.0572 | 1.3534e-09 | -177.3713 | -177.3713 | 177.3713 | 251.7974
251.8972 | 8.2587e-14 | -261.6617 | 1.5109e-09 | -176.4155 | -176.4155 | 176.4155 | 251.8972
251.997 | 3.3693e-14 | -269.4492 | 1.6822e-09 | -175.4827 | -175.4827 | 175.4827 | 251.997
252.0968 | 1.13e-14 | -278.9387 | 1.8681e-09 | -174.5719 | -174.5719 | 174.5719 | 252.0968
252.1966 | 2.7894e-15 | -291.0899 | 2.0696e-09 | -173.6822 | -173.6822 | 173.6822 | 252.1966
252.2964 | 3.9775e-16 | -308.0078 | 2.2875e-09 | -172.8128 | -172.8128 | 172.8128 | 252.2964
252.3962 | 1.5717e-17 | -336.0726 | 2.5227e-09 | -171.9628 | -171.9628 | 171.9628 | 252.3962
252.496 | 1.0569e-22 | -439.5195 | 2.776e-09 | -171.1315 | -171.1315 | 171.1315 | 252.496
252.5958 | 5.6357e-18 | -344.981 | 3.0485e-09 | -170.3182 | -170.3182 | 170.3182 | 252.5958
252.6956 | 2.3709e-16 | -312.5017 | 3.3411e-09 | -169.5221 | -169.5221 | 169.5221 | 252.6956
252.7954 | 1.963e-15 | -294.1414 | 3.6548e-09 | -168.7427 | -168.7427 | 168.7427 | 252.7954
252.8952 | 8.623e-15 | -281.2868 | 3.9905e-09 | -167.9794 | -167.9794 | 167.9794 | 252.8952
252.995 | 2.6949e-14 | -271.3891 | 4.3494e-09 | -167.2315 | -167.2315 | 167.2315 | 252.995
253.0948 | 6.8069e-14 | -263.341 | 4.7323e-09 | -166.4986 | -166.4986 | 166.4986 | 253.0948
253.1946 | 1.4859e-13 | -256.56 | 5.1404e-09 | -165.7801 | -165.7801 | 165.7801 | 253.1946
253.2944 | 2.9168e-13 | -250.702 | 5.5747e-09 | -165.0756 | -165.0756 | 165.0756 | 253.2944
253.3942 | 5.2806e-13 | -245.5464 | 6.0363e-09 | -164.3845 | -164.3845 | 164.3845 | 253.3942
253.494 | 8.9709e-13 | -240.9433 | 6.5264e-09 | -163.7066 | -163.7066 | 163.7066 | 253.494
253.5938 | 1.4477e-12 | -236.7863 | 7.0459e-09 | -163.0413 | -163.0413 | 163.0413 | 253.5938
253.6936 | 2.2395e-12 | -232.9971 | 7.596e-09 | -162.3883 | -162.3883 | 162.3883 | 253.6936
253.7934 | 3.3434e-12 | -229.5163 | 8.1779e-09 | -161.7471 | -161.7471 | 161.7471 | 253.7934
253.8932 | 4.8429e-12 | -226.2979 | 8.7927e-09 | -161.1175 | -161.1175 | 161.1175 | 253.8932
253.993 | 6.8348e-12 | -223.3055 | 9.4416e-09 | -160.4991 | -160.4991 | 160.4991 | 253.993
254.0928 | 9.4301e-12 | -220.5097 | 1.0126e-08 | -159.8916 | -159.8916 | 159.8916 | 254.0928
254.1926 | 1.2755e-11 | -217.8866 | 1.0846e-08 | -159.2946 | -159.2946 | 159.2946 | 254.1926
254.2924 | 1.695e-11 | -215.4165 | 1.1604e-08 | -158.7079 | -158.7079 | 158.7079 | 254.2924
254.3922 | 2.2175e-11 | -213.0827 | 1.24e-08 | -158.1312 | -158.1312 | 158.1312 | 254.3922
254.492 | 2.8605e-11 | -210.8712 | 1.3237e-08 | -157.5643 | -157.5643 | 157.5643 | 254.492
254.5918 | 3.6433e-11 | -208.7701 | 1.4114e-08 | -157.0067 | -157.0067 | 157.0067 | 254.5918
254.6916 | 4.5872e-11 | -206.7691 | 1.5034e-08 | -156.4584 | -156.4584 | 156.4584 | 254.6916
254.7914 | 5.7152e-11 | -204.8594 | 1.5997e-08 | -155.9191 | -155.9191 | 155.9191 | 254.7914
254.8912 | 7.0526e-11 | -203.033 | 1.7005e-08 | -155.3885 | -155.3885 | 155.3885 | 254.8912
254.991 | 8.6264e-11 | -201.2834 | 1.8058e-08 | -154.8665 | -154.8665 | 154.8665 | 254.991
255.0908 | 1.0466e-10 | -199.6044 | 1.9158e-08 | -154.3528 | -154.3528 | 154.3528 | 255.0908
255.1906 | 1.2603e-10 | -197.9908 | 2.0307e-08 | -153.8472 | -153.8472 | 153.8472 | 255.1906
255.2904 | 1.507e-10 | -196.4378 | 2.1504e-08 | -153.3495 | -153.3495 | 153.3495 | 255.2904
255.3902 | 1.7904e-10 | -194.9412 | 2.2752e-08 | -152.8596 | -152.8596 | 152.8596 | 255.3902
255.49 | 2.1142e-10 | -193.4971 | 2.4051e-08 | -152.3772 | -152.3772 | 152.3772 | 255.49
255.5898 | 2.4825e-10 | -192.1023 | 2.5403e-08 | -151.9022 | -151.9022 | 151.9022 | 255.5898
255.6896 | 2.8995e-10 | -190.7535 | 2.6809e-08 | -151.4345 | -151.4345 | 151.4345 | 255.6896
255.7894 | 3.3698e-10 | -189.4479 | 2.8269e-08 | -150.9738 | -150.9738 | 150.9738 | 255.7894
255.8892 | 3.898e-10 | -188.1831 | 2.9785e-08 | -150.52 | -150.52 | 150.52 | 255.8892
255.989 | 4.4892e-10 | -186.9567 | 3.1358e-08 | -150.073 | -150.073 | 150.073 | 255.989
256.0888 | 5.1485e-10 | -185.7664 | 3.2989e-08 | -149.6326 | -149.6326 | 149.6326 | 256.0888
256.1886 | 5.8813e-10 | -184.6105 | 3.4679e-08 | -149.1987 | -149.1987 | 149.1987 | 256.1886
256.2884 | 6.6935e-10 | -183.487 | 3.6428e-08 | -148.7712 | -148.7712 | 148.7712 | 256.2884
256.3882 | 7.5908e-10 | -182.3943 | 3.8239e-08 | -148.3499 | -148.3499 | 148.3499 | 256.3882
256.488 | 8.5794e-10 | -181.3309 | 4.0111e-08 | -147.9346 | -147.9346 | 147.9346 | 256.488
256.5878 | 9.6657e-10 | -180.2953 | 4.2047e-08 | -147.5254 | -147.5254 | 147.5254 | 256.5878
256.6876 | 1.0856e-09 | -179.2863 | 4.4045e-08 | -147.122 | -147.122 | 147.122 | 256.6876
256.7874 | 1.2158e-09 | -178.3025 | 4.6109e-08 | -146.7243 | -146.7243 | 146.7243 | 256.7874
256.8872 | 1.3578e-09 | -177.343 | 4.8237e-08 | -146.3323 | -146.3323 | 146.3323 | 256.8872
256.987 | 1.5124e-09 | -176.4065 | 5.0432e-08 | -145.9458 | -145.9458 | 145.9458 | 256.987
257.0868 | 1.6803e-09 | -175.4921 | 5.2694e-08 | -145.5648 | -145.5648 | 145.5648 | 257.0868
257.1866 | 1.8623e-09 | -174.599 | 5.5023e-08 | -145.1891 | -145.1891 | 145.1891 | 257.1866
257.2864 | 2.0592e-09 | -173.7261 | 5.7421e-08 | -144.8186 | -144.8186 | 144.8186 | 257.2864
257.3862 | 2.2718e-09 | -172.8727 | 5.9888e-08 | -144.4532 | -144.4532 | 144.4532 | 257.3862
257.486 | 2.5009e-09 | -172.0381 | 6.2424e-08 | -144.093 | -144.093 | 144.093 | 257.486
257.5858 | 2.7474e-09 | -171.2215 | 6.5031e-08 | -143.7377 | -143.7377 | 143.7377 | 257.5858
257.6856 | 3.0122e-09 | -170.4222 | 6.7708e-08 | -143.3872 | -143.3872 | 143.3872 | 257.6856
257.7854 | 3.2963e-09 | -169.6396 | 7.0456e-08 | -143.0416 | -143.0416 | 143.0416 | 257.7854
257.8852 | 3.6004e-09 | -168.8731 | 7.3277e-08 | -142.7007 | -142.7007 | 142.7007 | 257.8852
257.985 | 3.9255e-09 | -168.1221 | 7.6169e-08 | -142.3644 | -142.3644 | 142.3644 | 257.985
258.0848 | 4.2727e-09 | -167.386 | 7.9134e-08 | -142.0327 | -142.0327 | 142.0327 | 258.0848
258.1846 | 4.6428e-09 | -166.6645 | 8.2172e-08 | -141.7055 | -141.7055 | 141.7055 | 258.1846
258.2844 | 5.0368e-09 | -165.9569 | 8.5283e-08 | -141.3827 | -141.3827 | 141.3827 | 258.2844
258.3842 | 5.4558e-09 | -165.2628 | 8.8468e-08 | -141.0643 | -141.0643 | 141.0643 | 258.3842
258.484 | 5.9007e-09 | -164.5819 | 9.1726e-08 | -140.7502 | -140.7502 | 140.7502 | 258.484
258.5838 | 6.3727e-09 | -163.9136 | 9.5057e-08 | -140.4403 | -140.4403 | 140.4403 | 258.5838
258.6836 | 6.8726e-09 | -163.2576 | 9.8463e-08 | -140.1345 | -140.1345 | 140.1345 | 258.6836
258.7834 | 7.4016e-09 | -162.6135 | 1.0194e-07 | -139.8329 | -139.8329 | 139.8329 | 258.7834
258.8832 | 7.9608e-09 | -161.9809 | 1.055e-07 | -139.5353 | -139.5353 | 139.5353 | 258.8832
258.983 | 8.5511e-09 | -161.3595 | 1.0912e-07 | -139.2417 | -139.2417 | 139.2417 | 258.983
259.0828 | 9.1737e-09 | -160.7491 | 1.1282e-07 | -138.952 | -138.952 | 138.952 | 259.0828
259.1826 | 9.8297e-09 | -160.1492 | 1.166e-07 | -138.6662 | -138.6662 | 138.6662 | 259.1826
259.2824 | 1.052e-08 | -159.5596 | 1.2045e-07 | -138.3842 | -138.3842 | 138.3842 | 259.2824
259.3822 | 1.1246e-08 | -158.9799 | 1.2437e-07 | -138.1059 | -138.1059 | 138.1059 | 259.3822
259.482 | 1.2009e-08 | -158.41 | 1.2836e-07 | -137.8314 | -137.8314 | 137.8314 | 259.482
259.5818 | 1.2809e-08 | -157.8496 | 1.3243e-07 | -137.5605 | -137.5605 | 137.5605 | 259.5818
259.6816 | 1.3648e-08 | -157.2984 | 1.3656e-07 | -137.2933 | -137.2933 | 137.2933 | 259.6816
259.7814 | 1.4528e-08 | -156.7561 | 1.4077e-07 | -137.0296 | -137.0296 | 137.0296 | 259.7814
259.8812 | 1.5448e-08 | -156.2226 | 1.4505e-07 | -136.7694 | -136.7694 | 136.7694 | 259.8812
259.981 | 1.641e-08 | -155.6976 | 1.494e-07 | -136.5127 | -136.5127 | 136.5127 | 259.981
260.0808 | 1.7416e-08 | -155.181 | 1.5382e-07 | -136.2595 | -136.2595 | 136.2595 | 260.0808
260.1806 | 1.8466e-08 | -154.6725 | 1.5831e-07 | -136.0097 | -136.0097 | 136.0097 | 260.1806
260.2804 | 1.9562e-08 | -154.1718 | 1.6287e-07 | -135.7632 | -135.7632 | 135.7632 | 260.2804
260.3802 | 2.0704e-08 | -153.679 | 1.675e-07 | -135.52 | -135.52 | 135.52 | 260.3802
260.48 | 2.1894e-08 | -153.1936 | 1.7219e-07 | -135.28 | -135.28 | 135.28 | 260.48
260.5798 | 2.3132e-08 | -152.7157 | 1.7694e-07 | -135.0434 | -135.0434 | 135.0434 | 260.5798
260.6796 | 2.442e-08 | -152.245 | 1.8176e-07 | -134.8099 | -134.8099 | 134.8099 | 260.6796
260.7794 | 2.5759e-08 | -151.7813 | 1.8665e-07 | -134.5795 | -134.5795 | 134.5795 | 260.7794
260.8792 | 2.715e-08 | -151.3246 | 1.916e-07 | -134.3523 | -134.3523 | 134.3523 | 260.8792
260.979 | 2.8594e-08 | -150.8746 | 1.966e-07 | -134.1282 | -134.1282 | 134.1282 | 260.979
261.0788 | 3.0091e-08 | -150.4312 | 2.0167e-07 | -133.9071 | -133.9071 | 133.9071 | 261.0788
261.1786 | 3.1644e-08 | -149.9942 | 2.068e-07 | -133.6891 | -133.6891 | 133.6891 | 261.1786
261.2784 | 3.3252e-08 | -149.5637 | 2.1198e-07 | -133.474 | -133.474 | 133.474 | 261.2784
261.3782 | 3.4917e-08 | -149.1393 | 2.1722e-07 | -133.2619 | -133.2619 | 133.2619 | 261.3782
261.478 | 3.664e-08 | -148.721 | 2.2252e-07 | -133.0527 | -133.0527 | 133.0527 | 261.478
261.5778 | 3.8421e-08 | -148.3086 | 2.2787e-07 | -132.8464 | -132.8464 | 132.8464 | 261.5778
261.6776 | 4.0262e-08 | -147.9022 | 2.3327e-07 | -132.643 | -132.643 | 132.643 | 261.6776
261.7774 | 4.2163e-08 | -147.5014 | 2.3872e-07 | -132.4424 | -132.4424 | 132.4424 | 261.7774
261.8772 | 4.4125e-08 | -147.1063 | 2.4421e-07 | -132.2446 | -132.2446 | 132.2446 | 261.8772
261.977 | 4.615e-08 | -146.7167 | 2.4976e-07 | -132.0496 | -132.0496 | 132.0496 | 261.977
262.0768 | 4.8237e-08 | -146.3325 | 2.5535e-07 | -131.8574 | -131.8574 | 131.8574 | 262.0768
262.1766 | 5.0387e-08 | -145.9536 | 2.6098e-07 | -131.6678 | -131.6678 | 131.6678 | 262.1766
262.2764 | 5.2602e-08 | -145.5799 | 2.6665e-07 | -131.481 | -131.481 | 131.481 | 262.2764
262.3762 | 5.4882e-08 | -145.2114 | 2.7237e-07 | -131.2969 | -131.2969 | 131.2969 | 262.3762
262.476 | 5.7228e-08 | -144.8479 | 2.7812e-07 | -131.1154 | -131.1154 | 131.1154 | 262.476
262.5758 | 5.9639e-08 | -144.4893 | 2.8391e-07 | -130.9365 | -130.9365 | 130.9365 | 262.5758
262.6756 | 6.2118e-08 | -144.1357 | 2.8973e-07 | -130.7603 | -130.7603 | 130.7603 | 262.6756
262.7754 | 6.4664e-08 | -143.7868 | 2.9558e-07 | -130.5866 | -130.5866 | 130.5866 | 262.7754
262.8752 | 6.7278e-08 | -143.4426 | 3.0146e-07 | -130.4154 | -130.4154 | 130.4154 | 262.8752
262.975 | 6.996e-08 | -143.103 | 3.0737e-07 | -130.2468 | -130.2468 | 130.2468 | 262.975
263.0748 | 7.2711e-08 | -142.768 | 3.133e-07 | -130.0808 | -130.0808 | 130.0808 | 263.0748
263.1746 | 7.5532e-08 | -142.4374 | 3.1926e-07 | -129.9172 | -129.9172 | 129.9172 | 263.1746
263.2744 | 7.8422e-08 | -142.1113 | 3.2523e-07 | -129.7561 | -129.7561 | 129.7561 | 263.2744
263.3742 | 8.1382e-08 | -141.7895 | 3.3123e-07 | -129.5974 | -129.5974 | 129.5974 | 263.3742
263.474 | 8.4412e-08 | -141.4719 | 3.3724e-07 | -129.4412 | -129.4412 | 129.4412 | 263.474
263.5738 | 8.7513e-08 | -141.1586 | 3.4327e-07 | -129.2874 | -129.2874 | 129.2874 | 263.5738
263.6736 | 9.0684e-08 | -140.8494 | 3.493e-07 | -129.1359 | -129.1359 | 129.1359 | 263.6736
263.7734 | 9.3926e-08 | -140.5443 | 3.5535e-07 | -128.9869 | -128.9869 | 128.9869 | 263.7734
263.8732 | 9.7239e-08 | -140.2432 | 3.614e-07 | -128.8402 | -128.8402 | 128.8402 | 263.8732
263.973 | 1.0062e-07 | -139.946 | 3.6746e-07 | -128.6959 | -128.6959 | 128.6959 | 263.973
264.0728 | 1.0408e-07 | -139.6528 | 3.7352e-07 | -128.5538 | -128.5538 | 128.5538 | 264.0728
264.1726 | 1.076e-07 | -139.3634 | 3.7957e-07 | -128.4141 | -128.4141 | 128.4141 | 264.1726
264.2724 | 1.112e-07 | -139.0778 | 3.8563e-07 | -128.2767 | -128.2767 | 128.2767 | 264.2724
264.3722 | 1.1487e-07 | -138.796 | 3.9167e-07 | -128.1415 | -128.1415 | 128.1415 | 264.3722
264.472 | 1.1861e-07 | -138.5178 | 3.9771e-07 | -128.0086 | -128.0086 | 128.0086 | 264.472
264.5718 | 1.2242e-07 | -138.2433 | 4.0374e-07 | -127.878 | -127.878 | 127.878 | 264.5718
264.6716 | 1.2629e-07 | -137.9724 | 4.0975e-07 | -127.7495 | -127.7495 | 127.7495 | 264.6716
264.7714 | 1.3024e-07 | -137.705 | 4.1575e-07 | -127.6233 | -127.6233 | 127.6233 | 264.7714
264.8712 | 1.3426e-07 | -137.4411 | 4.2173e-07 | -127.4993 | -127.4993 | 127.4993 | 264.8712
264.971 | 1.3835e-07 | -137.1807 | 4.2769e-07 | -127.3774 | -127.3774 | 127.3774 | 264.971
265.0708 | 1.425e-07 | -136.9237 | 4.3362e-07 | -127.2578 | -127.2578 | 127.2578 | 265.0708
265.1706 | 1.4672e-07 | -136.67 | 4.3953e-07 | -127.1403 | -127.1403 | 127.1403 | 265.1706
265.2704 | 1.5101e-07 | -136.4197 | 4.4541e-07 | -127.0249 | -127.0249 | 127.0249 | 265.2704
265.3702 | 1.5537e-07 | -136.1726 | 4.5125e-07 | -126.9116 | -126.9116 | 126.9116 | 265.3702
265.47 | 1.5979e-07 | -135.9288 | 4.5706e-07 | -126.8005 | -126.8005 | 126.8005 | 265.47
265.5698 | 1.6428e-07 | -135.6883 | 4.6283e-07 | -126.6915 | -126.6915 | 126.6915 | 265.5698
265.6696 | 1.6883e-07 | -135.4508 | 4.6857e-07 | -126.5845 | -126.5845 | 126.5845 | 265.6696
265.7694 | 1.7345e-07 | -135.2165 | 4.7426e-07 | -126.4797 | -126.4797 | 126.4797 | 265.7694
265.8692 | 1.7813e-07 | -134.9854 | 4.799e-07 | -126.3769 | -126.3769 | 126.3769 | 265.8692
265.969 | 1.8287e-07 | -134.7572 | 4.855e-07 | -126.2762 | -126.2762 | 126.2762 | 265.969
266.0688 | 1.8767e-07 | -134.5321 | 4.9105e-07 | -126.1775 | -126.1775 | 126.1775 | 266.0688
266.1686 | 1.9253e-07 | -134.31 | 4.9654e-07 | -126.0808 | -126.0808 | 126.0808 | 266.1686
266.2684 | 1.9745e-07 | -134.0908 | 5.0198e-07 | -125.9862 | -125.9862 | 125.9862 | 266.2684
266.3682 | 2.0243e-07 | -133.8746 | 5.0736e-07 | -125.8936 | -125.8936 | 125.8936 | 266.3682
266.468 | 2.0746e-07 | -133.6613 | 5.1268e-07 | -125.803 | -125.803 | 125.803 | 266.468
266.5678 | 2.1255e-07 | -133.4508 | 5.1794e-07 | -125.7144 | -125.7144 | 125.7144 | 266.5678
266.6676 | 2.1769e-07 | -133.2432 | 5.2313e-07 | -125.6278 | -125.6278 | 125.6278 | 266.6676
266.7674 | 2.2288e-07 | -133.0384 | 5.2826e-07 | -125.5431 | -125.5431 | 125.5431 | 266.7674
266.8672 | 2.2813e-07 | -132.8364 | 5.3331e-07 | -125.4604 | -125.4604 | 125.4604 | 266.8672
266.967 | 2.3342e-07 | -132.6371 | 5.3829e-07 | -125.3797 | -125.3797 | 125.3797 | 266.967
267.0668 | 2.3877e-07 | -132.4405 | 5.4319e-07 | -125.3009 | -125.3009 | 125.3009 | 267.0668
267.1666 | 2.4416e-07 | -132.2466 | 5.4802e-07 | -125.2241 | -125.2241 | 125.2241 | 267.1666
267.2664 | 2.4959e-07 | -132.0554 | 5.5277e-07 | -125.1492 | -125.1492 | 125.1492 | 267.2664
267.3662 | 2.5507e-07 | -131.8669 | 5.5743e-07 | -125.0762 | -125.0762 | 125.0762 | 267.3662
267.466 | 2.6059e-07 | -131.681 | 5.6201e-07 | -125.0051 | -125.0051 | 125.0051 | 267.466
267.5658 | 2.6614e-07 | -131.4976 | 5.665e-07 | -124.936 | -124.936 | 124.936 | 267.5658
267.6656 | 2.7174e-07 | -131.3169 | 5.7091e-07 | -124.8687 | -124.8687 | 124.8687 | 267.6656
267.7654 | 2.7737e-07 | -131.1387 | 5.7522e-07 | -124.8033 | -124.8033 | 124.8033 | 267.7654
267.8652 | 2.8304e-07 | -130.963 | 5.7944e-07 | -124.7398 | -124.7398 | 124.7398 | 267.8652
267.965 | 2.8874e-07 | -130.7898 | 5.8356e-07 | -124.6782 | -124.6782 | 124.6782 | 267.965
268.0648 | 2.9447e-07 | -130.6191 | 5.8759e-07 | -124.6185 | -124.6185 | 124.6185 | 268.0648
268.1646 | 3.0023e-07 | -130.4509 | 5.9152e-07 | -124.5606 | -124.5606 | 124.5606 | 268.1646
268.2644 | 3.0602e-07 | -130.2851 | 5.9534e-07 | -124.5046 | -124.5046 | 124.5046 | 268.2644
268.3642 | 3.1183e-07 | -130.1217 | 5.9907e-07 | -124.4505 | -124.4505 | 124.4505 | 268.3642
268.464 | 3.1766e-07 | -129.9607 | 6.0269e-07 | -124.3982 | -124.3982 | 124.3982 | 268.464
268.5638 | 3.2351e-07 | -129.8021 | 6.062e-07 | -124.3477 | -124.3477 | 124.3477 | 268.5638
268.6636 | 3.2939e-07 | -129.6459 | 6.096e-07 | -124.2991 | -124.2991 | 124.2991 | 268.6636
268.7634 | 3.3527e-07 | -129.492 | 6.1289e-07 | -124.2523 | -124.2523 | 124.2523 | 268.7634
268.8632 | 3.4117e-07 | -129.3405 | 6.1608e-07 | -124.2073 | -124.2073 | 124.2073 | 268.8632
268.963 | 3.4709e-07 | -129.1912 | 6.1915e-07 | -124.1642 | -124.1642 | 124.1642 | 268.963
269.0628 | 3.5301e-07 | -129.0442 | 6.221e-07 | -124.1228 | -124.1228 | 124.1228 | 269.0628
269.1626 | 3.5894e-07 | -128.8995 | 6.2494e-07 | -124.0833 | -124.0833 | 124.0833 | 269.1626
269.2624 | 3.6488e-07 | -128.7571 | 6.2766e-07 | -124.0456 | -124.0456 | 124.0456 | 269.2624
269.3622 | 3.7081e-07 | -128.6169 | 6.3026e-07 | -124.0096 | -124.0096 | 124.0096 | 269.3622
269.462 | 3.7675e-07 | -128.4789 | 6.3274e-07 | -123.9755 | -123.9755 | 123.9755 | 269.462
269.5618 | 3.8269e-07 | -128.3431 | 6.351e-07 | -123.9432 | -123.9432 | 123.9432 | 269.5618
269.6616 | 3.8862e-07 | -128.2095 | 6.3734e-07 | -123.9126 | -123.9126 | 123.9126 | 269.6616
269.7614 | 3.9454e-07 | -128.0781 | 6.3945e-07 | -123.8839 | -123.8839 | 123.8839 | 269.7614
269.8612 | 4.0046e-07 | -127.9489 | 6.4144e-07 | -123.8569 | -123.8569 | 123.8569 | 269.8612
269.961 | 4.0636e-07 | -127.8218 | 6.433e-07 | -123.8317 | -123.8317 | 123.8317 | 269.961
270.0608 | 4.1225e-07 | -127.6968 | 6.4504e-07 | -123.8082 | -123.8082 | 123.8082 | 270.0608
270.1606 | 4.1812e-07 | -127.574 | 6.4665e-07 | -123.7866 | -123.7866 | 123.7866 | 270.1606
270.2604 | 4.2397e-07 | -127.4532 | 6.4814e-07 | -123.7667 | -123.7667 | 123.7667 | 270.2604
270.3602 | 4.298e-07 | -127.3346 | 6.4949e-07 | -123.7486 | -123.7486 | 123.7486 | 270.3602
270.46 | 4.3561e-07 | -127.218 | 6.5071e-07 | -123.7322 | -123.7322 | 123.7322 | 270.46
270.5598 | 4.4139e-07 | -127.1035 | 6.5181e-07 | -123.7176 | -123.7176 | 123.7176 | 270.5598
270.6596 | 4.4714e-07 | -126.9911 | 6.5278e-07 | -123.7047 | -123.7047 | 123.7047 | 270.6596
270.7594 | 4.5286e-07 | -126.8807 | 6.5361e-07 | -123.6936 | -123.6936 | 123.6936 | 270.7594
270.8592 | 4.5855e-07 | -126.7723 | 6.5431e-07 | -123.6843 | -123.6843 | 123.6843 | 270.8592
270.959 | 4.642e-07 | -126.6659 | 6.5489e-07 | -123.6767 | -123.6767 | 123.6767 | 270.959
271.0588 | 4.6981e-07 | -126.5616 | 6.5533e-07 | -123.6708 | -123.6708 | 123.6708 | 271.0588
271.1586 | 4.7538e-07 | -126.4592 | 6.5564e-07 | -123.6667 | -123.6667 | 123.6667 | 271.1586
271.2584 | 4.809e-07 | -126.3588 | 6.5581e-07 | -123.6644 | -123.6644 | 123.6644 | 271.2584
271.3582 | 4.8638e-07 | -126.2604 | 6.5586e-07 | -123.6638 | -123.6638 | 123.6638 | 271.3582
271.458 | 4.9181e-07 | -126.164 | 6.5577e-07 | -123.6649 | -123.6649 | 123.6649 | 271.458
271.5578 | 4.9719e-07 | -126.0695 | 6.5556e-07 | -123.6678 | -123.6678 | 123.6678 | 271.5578
271.6576 | 5.0252e-07 | -125.977 | 6.5521e-07 | -123.6724 | -123.6724 | 123.6724 | 271.6576
271.7574 | 5.0779e-07 | -125.8864 | 6.5473e-07 | -123.6787 | -123.6787 | 123.6787 | 271.7574
271.8572 | 5.13e-07 | -125.7977 | 6.5412e-07 | -123.6868 | -123.6868 | 123.6868 | 271.8572
271.957 | 5.1815e-07 | -125.711 | 6.5338e-07 | -123.6967 | -123.6967 | 123.6967 | 271.957
272.0568 | 5.2323e-07 | -125.6261 | 6.5251e-07 | -123.7082 | -123.7082 | 123.7082 | 272.0568
272.1566 | 5.2825e-07 | -125.5431 | 6.5151e-07 | -123.7215 | -123.7215 | 123.7215 | 272.1566
272.2564 | 5.3321e-07 | -125.4621 | 6.5039e-07 | -123.7366 | -123.7366 | 123.7366 | 272.2564
272.3562 | 5.3809e-07 | -125.3829 | 6.4913e-07 | -123.7533 | -123.7533 | 123.7533 | 272.3562
272.456 | 5.429e-07 | -125.3056 | 6.4775e-07 | -123.7718 | -123.7718 | 123.7718 | 272.456
272.5558 | 5.4764e-07 | -125.2301 | 6.4624e-07 | -123.7921 | -123.7921 | 123.7921 | 272.5558
272.6556 | 5.523e-07 | -125.1565 | 6.4461e-07 | -123.8141 | -123.8141 | 123.8141 | 272.6556
272.7554 | 5.5688e-07 | -125.0848 | 6.4285e-07 | -123.8378 | -123.8378 | 123.8378 | 272.7554
272.8552 | 5.6138e-07 | -125.0149 | 6.4097e-07 | -123.8633 | -123.8633 | 123.8633 | 272.8552
272.955 | 5.658e-07 | -124.9468 | 6.3897e-07 | -123.8905 | -123.8905 | 123.8905 | 272.955
273.0548 | 5.7013e-07 | -124.8806 | 6.3684e-07 | -123.9194 | -123.9194 | 123.9194 | 273.0548
273.1546 | 5.7437e-07 | -124.8161 | 6.3459e-07 | -123.9501 | -123.9501 | 123.9501 | 273.1546
273.2544 | 5.7853e-07 | -124.7535 | 6.3223e-07 | -123.9825 | -123.9825 | 123.9825 | 273.2544
273.3542 | 5.8259e-07 | -124.6927 | 6.2975e-07 | -124.0167 | -124.0167 | 124.0167 | 273.3542
273.454 | 5.8656e-07 | -124.6337 | 6.2715e-07 | -124.0526 | -124.0526 | 124.0526 | 273.454
273.5538 | 5.9044e-07 | -124.5765 | 6.2444e-07 | -124.0902 | -124.0902 | 124.0902 | 273.5538
273.6536 | 5.9422e-07 | -124.5211 | 6.2161e-07 | -124.1296 | -124.1296 | 124.1296 | 273.6536
273.7534 | 5.979e-07 | -124.4675 | 6.1867e-07 | -124.1708 | -124.1708 | 124.1708 | 273.7534
273.8532 | 6.0148e-07 | -124.4156 | 6.1562e-07 | -124.2137 | -124.2137 | 124.2137 | 273.8532
273.953 | 6.0496e-07 | -124.3655 | 6.1247e-07 | -124.2583 | -124.2583 | 124.2583 | 273.953
274.0528 | 6.0833e-07 | -124.3172 | 6.092e-07 | -124.3048 | -124.3048 | 124.3048 | 274.0528
274.1526 | 6.116e-07 | -124.2706 | 6.0583e-07 | -124.3529 | -124.2706 | 124.2706 | 274.1526
274.2524 | 6.1477e-07 | -124.2258 | 6.0236e-07 | -124.4029 | -124.2258 | 124.2258 | 274.2524
274.3522 | 6.1782e-07 | -124.1827 | 5.9878e-07 | -124.4546 | -124.1827 | 124.1827 | 274.3522
274.452 | 6.2077e-07 | -124.1414 | 5.9511e-07 | -124.5081 | -124.1414 | 124.1414 | 274.452
274.5518 | 6.236e-07 | -124.1019 | 5.9134e-07 | -124.5633 | -124.1019 | 124.1019 | 274.5518
274.6516 | 6.2632e-07 | -124.064 | 5.8747e-07 | -124.6203 | -124.064 | 124.064 | 274.6516
274.7514 | 6.2893e-07 | -124.0279 | 5.835e-07 | -124.6791 | -124.0279 | 124.0279 | 274.7514
274.8512 | 6.3143e-07 | -123.9935 | 5.7945e-07 | -124.7397 | -123.9935 | 123.9935 | 274.8512
274.951 | 6.3381e-07 | -123.9609 | 5.753e-07 | -124.802 | -123.9609 | 123.9609 | 274.951
275.0508 | 6.3607e-07 | -123.93 | 5.7107e-07 | -124.8662 | -123.93 | 123.93 | 275.0508
275.1506 | 6.3821e-07 | -123.9007 | 5.6675e-07 | -124.9321 | -123.9007 | 123.9007 | 275.1506
275.2504 | 6.4023e-07 | -123.8732 | 5.6235e-07 | -124.9999 | -123.8732 | 123.8732 | 275.2504
275.3502 | 6.4214e-07 | -123.8474 | 5.5787e-07 | -125.0694 | -123.8474 | 123.8474 | 275.3502
275.45 | 6.4392e-07 | -123.8234 | 5.533e-07 | -125.1408 | -123.8234 | 123.8234 | 275.45
275.5498 | 6.4558e-07 | -123.801 | 5.4866e-07 | -125.2139 | -123.801 | 123.801 | 275.5498
275.6496 | 6.4712e-07 | -123.7803 | 5.4395e-07 | -125.2889 | -123.7803 | 123.7803 | 275.6496
275.7494 | 6.4854e-07 | -123.7613 | 5.3916e-07 | -125.3657 | -123.7613 | 123.7613 | 275.7494
275.8492 | 6.4983e-07 | -123.744 | 5.343e-07 | -125.4443 | -123.744 | 123.744 | 275.8492
275.949 | 6.51e-07 | -123.7284 | 5.2938e-07 | -125.5247 | -123.7284 | 123.7284 | 275.949
276.0488 | 6.5204e-07 | -123.7145 | 5.2438e-07 | -125.607 | -123.7145 | 123.7145 | 276.0488
276.1486 | 6.5296e-07 | -123.7023 | 5.1933e-07 | -125.6911 | -123.7023 | 123.7023 | 276.1486
276.2484 | 6.5375e-07 | -123.6917 | 5.1422e-07 | -125.7771 | -123.6917 | 123.6917 | 276.2484
276.3482 | 6.5442e-07 | -123.6829 | 5.0904e-07 | -125.8649 | -123.6829 | 123.6829 | 276.3482
276.448 | 6.5496e-07 | -123.6757 | 5.0381e-07 | -125.9546 | -123.6757 | 123.6757 | 276.448
276.5478 | 6.5537e-07 | -123.6702 | 4.9853e-07 | -126.0462 | -123.6702 | 123.6702 | 276.5478
276.6476 | 6.5566e-07 | -123.6664 | 4.932e-07 | -126.1396 | -123.6664 | 123.6664 | 276.6476
276.7474 | 6.5582e-07 | -123.6643 | 4.8782e-07 | -126.2349 | -123.6643 | 123.6643 | 276.7474
276.8472 | 6.5586e-07 | -123.6638 | 4.8239e-07 | -126.3321 | -123.6638 | 123.6638 | 276.8472
276.947 | 6.5577e-07 | -123.665 | 4.7692e-07 | -126.4311 | -123.665 | 123.665 | 276.947
277.0468 | 6.5555e-07 | -123.6679 | 4.714e-07 | -126.5321 | -123.6679 | 123.6679 | 277.0468
277.1466 | 6.5521e-07 | -123.6724 | 4.6585e-07 | -126.635 | -123.6724 | 123.6724 | 277.1466
277.2464 | 6.5474e-07 | -123.6787 | 4.6027e-07 | -126.7398 | -123.6787 | 123.6787 | 277.2464
277.3462 | 6.5414e-07 | -123.6866 | 4.5465e-07 | -126.8465 | -123.6866 | 123.6866 | 277.3462
277.446 | 6.5342e-07 | -123.6961 | 4.4899e-07 | -126.9552 | -123.6961 | 123.6961 | 277.446
277.5458 | 6.5258e-07 | -123.7074 | 4.4331e-07 | -127.0658 | -123.7074 | 123.7074 | 277.5458
277.6456 | 6.5161e-07 | -123.7203 | 4.3761e-07 | -127.1784 | -123.7203 | 123.7203 | 277.6456
277.7454 | 6.5052e-07 | -123.7348 | 4.3187e-07 | -127.2929 | -123.7348 | 123.7348 | 277.7454
277.8452 | 6.493e-07 | -123.7511 | 4.2612e-07 | -127.4093 | -123.7511 | 123.7511 | 277.8452
277.945 | 6.4796e-07 | -123.769 | 4.2035e-07 | -127.5278 | -123.769 | 123.769 | 277.945
278.0448 | 6.4651e-07 | -123.7886 | 4.1456e-07 | -127.6482 | -123.7886 | 123.7886 | 278.0448
278.1446 | 6.4493e-07 | -123.8098 | 4.0876e-07 | -127.7706 | -123.8098 | 123.8098 | 278.1446
278.2444 | 6.4323e-07 | -123.8327 | 4.0295e-07 | -127.8951 | -123.8327 | 123.8327 | 278.2444
278.3442 | 6.4141e-07 | -123.8573 | 3.9712e-07 | -128.0215 | -123.8573 | 123.8573 | 278.3442
278.444 | 6.3947e-07 | -123.8835 | 3.9129e-07 | -128.15 | -123.8835 | 123.8835 | 278.444
278.5438 | 6.3742e-07 | -123.9115 | 3.8546e-07 | -128.2805 | -123.9115 | 123.9115 | 278.5438
278.6436 | 6.3525e-07 | -123.9411 | 3.7962e-07 | -128.4131 | -123.9411 | 123.9411 | 278.6436
278.7434 | 6.3297e-07 | -123.9723 | 3.7378e-07 | -128.5477 | -123.9723 | 123.9723 | 278.7434
278.8432 | 6.3057e-07 | -124.0053 | 3.6794e-07 | -128.6843 | -124.0053 | 124.0053 | 278.8432
278.943 | 6.2807e-07 | -124.0399 | 3.6211e-07 | -128.8231 | -124.0399 | 124.0399 | 278.943
279.0428 | 6.2545e-07 | -124.0762 | 3.5629e-07 | -128.964 | -124.0762 | 124.0762 | 279.0428
279.1426 | 6.2272e-07 | -124.1142 | 3.5047e-07 | -129.1069 | -124.1142 | 124.1142 | 279.1426
279.2424 | 6.1988e-07 | -124.1538 | 3.4467e-07 | -129.252 | -124.1538 | 124.1538 | 279.2424
279.3422 | 6.1694e-07 | -124.1952 | 3.3888e-07 | -129.3992 | -124.1952 | 124.1952 | 279.3422
279.442 | 6.1389e-07 | -124.2382 | 3.331e-07 | -129.5485 | -124.2382 | 124.2382 | 279.442
279.5418 | 6.1074e-07 | -124.2829 | 3.2734e-07 | -129.7001 | -124.2829 | 124.2829 | 279.5418
279.6416 | 6.0748e-07 | -124.3293 | 3.216e-07 | -129.8537 | -124.3293 | 124.3293 | 279.6416
279.7414 | 6.0413e-07 | -124.3774 | 3.1588e-07 | -130.0096 | -124.3774 | 124.3774 | 279.7414
279.8412 | 6.0067e-07 | -124.4272 | 3.1018e-07 | -130.1676 | -124.4272 | 124.4272 | 279.8412
279.941 | 5.9712e-07 | -124.4787 | 3.0451e-07 | -130.3279 | -124.4787 | 124.4787 | 279.941
280.0408 | 5.9348e-07 | -124.5319 | 2.9887e-07 | -130.4904 | -124.5319 | 124.5319 | 280.0408
280.1406 | 5.8974e-07 | -124.5868 | 2.9325e-07 | -130.6551 | -124.5868 | 124.5868 | 280.1406
280.2404 | 5.8591e-07 | -124.6434 | 2.8767e-07 | -130.8221 | -124.6434 | 124.6434 | 280.2404
280.3402 | 5.8199e-07 | -124.7017 | 2.8212e-07 | -130.9914 | -124.7017 | 124.7017 | 280.3402
280.44 | 5.7798e-07 | -124.7617 | 2.766e-07 | -131.1629 | -124.7617 | 124.7617 | 280.44
280.5398 | 5.7389e-07 | -124.8234 | 2.7112e-07 | -131.3368 | -124.8234 | 124.8234 | 280.5398
280.6396 | 5.6971e-07 | -124.8869 | 2.6568e-07 | -131.513 | -124.8869 | 124.8869 | 280.6396
280.7394 | 5.6545e-07 | -124.952 | 2.6027e-07 | -131.6915 | -124.952 | 124.952 | 280.7394
280.8392 | 5.6112e-07 | -125.0189 | 2.5491e-07 | -131.8724 | -125.0189 | 125.0189 | 280.8392
280.939 | 5.567e-07 | -125.0876 | 2.4958e-07 | -132.0557 | -125.0876 | 125.0876 | 280.939
281.0388 | 5.5221e-07 | -125.1579 | 2.4431e-07 | -132.2413 | -125.1579 | 125.1579 | 281.0388
281.1386 | 5.4764e-07 | -125.2301 | 2.3907e-07 | -132.4294 | -125.2301 | 125.2301 | 281.1386
281.2384 | 5.4301e-07 | -125.3039 | 2.3389e-07 | -132.6199 | -125.3039 | 125.3039 | 281.2384
281.3382 | 5.383e-07 | -125.3795 | 2.2875e-07 | -132.8128 | -125.3795 | 125.3795 | 281.3382
281.438 | 5.3353e-07 | -125.4569 | 2.2366e-07 | -133.0083 | -125.4569 | 125.4569 | 281.438
281.5378 | 5.2869e-07 | -125.536 | 2.1862e-07 | -133.2062 | -125.536 | 125.536 | 281.5378
281.6376 | 5.2379e-07 | -125.6169 | 2.1363e-07 | -133.4066 | -125.6169 | 125.6169 | 281.6376
281.7374 | 5.1883e-07 | -125.6995 | 2.087e-07 | -133.6096 | -125.6995 | 125.6995 | 281.7374
281.8372 | 5.1381e-07 | -125.784 | 2.0382e-07 | -133.8151 | -125.784 | 125.784 | 281.8372
281.937 | 5.0874e-07 | -125.8702 | 1.9899e-07 | -134.0232 | -125.8702 | 125.8702 | 281.937
282.0368 | 5.0361e-07 | -125.9582 | 1.9422e-07 | -134.2339 | -125.9582 | 125.9582 | 282.0368
282.1366 | 4.9843e-07 | -126.048 | 1.8951e-07 | -134.4473 | -126.048 | 126.048 | 282.1366
282.2364 | 4.932e-07 | -126.1395 | 1.8486e-07 | -134.6633 | -126.1395 | 126.1395 | 282.2364
282.3362 | 4.8793e-07 | -126.2329 | 1.8026e-07 | -134.8819 | -126.2329 | 126.2329 | 282.3362
282.436 | 4.8261e-07 | -126.3281 | 1.7573e-07 | -135.1033 | -126.3281 | 126.3281 | 282.436
282.5358 | 4.7725e-07 | -126.4252 | 1.7125e-07 | -135.3274 | -126.4252 | 126.4252 | 282.5358
282.6356 | 4.7184e-07 | -126.524 | 1.6683e-07 | -135.5543 | -126.524 | 126.524 | 282.6356
282.7354 | 4.6641e-07 | -126.6247 | 1.6248e-07 | -135.7839 | -126.6247 | 126.6247 | 282.7354
282.8352 | 4.6093e-07 | -126.7272 | 1.5819e-07 | -136.0163 | -126.7272 | 126.7272 | 282.8352
282.935 | 4.5543e-07 | -126.8316 | 1.5396e-07 | -136.2516 | -126.8316 | 126.8316 | 282.935
283.0348 | 4.4989e-07 | -126.9378 | 1.498e-07 | -136.4898 | -126.9378 | 126.9378 | 283.0348
283.1346 | 4.4433e-07 | -127.0459 | 1.457e-07 | -136.7308 | -127.0459 | 127.0459 | 283.1346
283.2344 | 4.3874e-07 | -127.1559 | 1.4166e-07 | -136.9748 | -127.1559 | 127.1559 | 283.2344
283.3342 | 4.3313e-07 | -127.2677 | 1.3769e-07 | -137.2217 | -127.2677 | 127.2677 | 283.3342
283.434 | 4.2749e-07 | -127.3814 | 1.3379e-07 | -137.4716 | -127.3814 | 127.3814 | 283.434
283.5338 | 4.2184e-07 | -127.4971 | 1.2995e-07 | -137.7245 | -127.4971 | 127.4971 | 283.5338
283.6336 | 4.1617e-07 | -127.6146 | 1.2618e-07 | -137.9805 | -127.6146 | 127.6146 | 283.6336
283.7334 | 4.1049e-07 | -127.734 | 1.2247e-07 | -138.2396 | -127.734 | 127.734 | 283.7334
283.8332 | 4.0479e-07 | -127.8554 | 1.1883e-07 | -138.5018 | -127.8554 | 127.8554 | 283.8332
283.933 | 3.9909e-07 | -127.9787 | 1.1525e-07 | -138.7671 | -127.9787 | 127.9787 | 283.933
284.0328 | 3.9337e-07 | -128.1039 | 1.1174e-07 | -139.0357 | -128.1039 | 128.1039 | 284.0328
284.1326 | 3.8765e-07 | -128.2311 | 1.083e-07 | -139.3075 | -128.2311 | 128.2311 | 284.1326
284.2324 | 3.8193e-07 | -128.3603 | 1.0492e-07 | -139.5825 | -128.3603 | 128.3603 | 284.2324
284.3322 | 3.7621e-07 | -128.4914 | 1.0161e-07 | -139.8609 | -128.4914 | 128.4914 | 284.3322
284.432 | 3.7049e-07 | -128.6245 | 9.8372e-08 | -140.1426 | -128.6245 | 128.6245 | 284.432
284.5318 | 3.6477e-07 | -128.7596 | 9.5195e-08 | -140.4277 | -128.7596 | 128.7596 | 284.5318
284.6316 | 3.5906e-07 | -128.8967 | 9.2085e-08 | -140.7162 | -128.8967 | 128.8967 | 284.6316
284.7314 | 3.5335e-07 | -129.0358 | 8.904e-08 | -141.0083 | -129.0358 | 129.0358 | 284.7314
284.8312 | 3.4766e-07 | -129.177 | 8.6061e-08 | -141.3038 | -129.177 | 129.177 | 284.8312
284.931 | 3.4197e-07 | -129.3202 | 8.3148e-08 | -141.6029 | -129.3202 | 129.3202 | 284.931
285.0308 | 3.363e-07 | -129.4654 | 8.03e-08 | -141.9057 | -129.4654 | 129.4654 | 285.0308
285.1306 | 3.3065e-07 | -129.6127 | 7.7517e-08 | -142.2121 | -129.6127 | 129.6127 | 285.1306
285.2304 | 3.2501e-07 | -129.7621 | 7.4798e-08 | -142.5222 | -129.7621 | 129.7621 | 285.2304
285.3302 | 3.1939e-07 | -129.9136 | 7.2143e-08 | -142.8361 | -129.9136 | 129.9136 | 285.3302
285.43 | 3.1379e-07 | -130.0672 | 6.9552e-08 | -143.1538 | -130.0672 | 130.0672 | 285.43
285.5298 | 3.0822e-07 | -130.2229 | 6.7024e-08 | -143.4753 | -130.2229 | 130.2229 | 285.5298
285.6296 | 3.0267e-07 | -130.3807 | 6.4559e-08 | -143.8008 | -130.3807 | 130.3807 | 285.6296
285.7294 | 2.9714e-07 | -130.5406 | 6.2156e-08 | -144.1303 | -130.5406 | 130.5406 | 285.7294
285.8292 | 2.9165e-07 | -130.7028 | 5.9815e-08 | -144.4638 | -130.7028 | 130.7028 | 285.8292
285.929 | 2.8618e-07 | -130.8671 | 5.7534e-08 | -144.8015 | -130.8671 | 130.8671 | 285.929
286.0288 | 2.8075e-07 | -131.0336 | 5.5314e-08 | -145.1432 | -131.0336 | 131.0336 | 286.0288
286.1286 | 2.7535e-07 | -131.2023 | 5.3154e-08 | -145.4892 | -131.2023 | 131.2023 | 286.1286
286.2284 | 2.6999e-07 | -131.3732 | 5.1053e-08 | -145.8395 | -131.3732 | 131.3732 | 286.2284
286.3282 | 2.6466e-07 | -131.5463 | 4.9011e-08 | -146.1942 | -131.5463 | 131.5463 | 286.3282
286.428 | 2.5937e-07 | -131.7217 | 4.7026e-08 | -146.5533 | -131.7217 | 131.7217 | 286.428
286.5278 | 2.5412e-07 | -131.8994 | 4.5098e-08 | -146.9169 | -131.8994 | 131.8994 | 286.5278
286.6276 | 2.489e-07 | -132.0793 | 4.3226e-08 | -147.285 | -132.0793 | 132.0793 | 286.6276
286.7274 | 2.4374e-07 | -132.2616 | 4.141e-08 | -147.6578 | -132.2616 | 132.2616 | 286.7274
286.8272 | 2.3861e-07 | -132.4462 | 3.9649e-08 | -148.0353 | -132.4462 | 132.4462 | 286.8272
286.927 | 2.3353e-07 | -132.6331 | 3.7942e-08 | -148.4176 | -132.6331 | 132.6331 | 286.927
287.0268 | 2.285e-07 | -132.8224 | 3.6288e-08 | -148.8048 | -132.8224 | 132.8224 | 287.0268
287.1266 | 2.2351e-07 | -133.014 | 3.4686e-08 | -149.197 | -133.014 | 133.014 | 287.1266
287.2264 | 2.1857e-07 | -133.2081 | 3.3135e-08 | -149.5942 | -133.2081 | 133.2081 | 287.2264
287.3262 | 2.1368e-07 | -133.4045 | 3.1635e-08 | -149.9966 | -133.4045 | 133.4045 | 287.3262
287.426 | 2.0885e-07 | -133.6034 | 3.0185e-08 | -150.4042 | -133.6034 | 133.6034 | 287.426
287.5258 | 2.0406e-07 | -133.8048 | 2.8783e-08 | -150.8172 | -133.8048 | 133.8048 | 287.5258
287.6256 | 1.9933e-07 | -134.0086 | 2.743e-08 | -151.2355 | -134.0086 | 134.0086 | 287.6256
287.7254 | 1.9465e-07 | -134.215 | 2.6123e-08 | -151.6594 | -134.215 | 134.215 | 287.7254
287.8252 | 1.9002e-07 | -134.4238 | 2.4863e-08 | -152.089 | -134.4238 | 134.4238 | 287.8252
287.925 | 1.8545e-07 | -134.6352 | 2.3648e-08 | -152.5243 | -134.6352 | 134.6352 | 287.925
288.0248 | 1.8094e-07 | -134.8492 | 2.2476e-08 | -152.9654 | -134.8492 | 134.8492 | 288.0248
288.1246 | 1.7649e-07 | -135.0658 | 2.1349e-08 | -153.4126 | -135.0658 | 135.0658 | 288.1246
288.2244 | 1.7209e-07 | -135.285 | 2.0263e-08 | -153.8658 | -135.285 | 135.285 | 288.2244
288.3242 | 1.6775e-07 | -135.5068 | 1.9219e-08 | -154.3252 | -135.5068 | 135.5068 | 288.3242
288.424 | 1.6347e-07 | -135.7313 | 1.8216e-08 | -154.791 | -135.7313 | 135.7313 | 288.424
288.5238 | 1.5925e-07 | -135.9584 | 1.7252e-08 | -155.2633 | -135.9584 | 135.9584 | 288.5238
288.6236 | 1.5509e-07 | -136.1883 | 1.6326e-08 | -155.7422 | -136.1883 | 136.1883 | 288.6236
288.7234 | 1.5099e-07 | -136.421 | 1.5439e-08 | -156.2279 | -136.421 | 136.421 | 288.7234
288.8232 | 1.4695e-07 | -136.6564 | 1.4587e-08 | -156.7205 | -136.6564 | 136.6564 | 288.8232
288.923 | 1.4298e-07 | -136.8946 | 1.3772e-08 | -157.2201 | -136.8946 | 136.8946 | 288.923
289.0228 | 1.3906e-07 | -137.1357 | 1.2991e-08 | -157.727 | -137.1357 | 137.1357 | 289.0228
289.1226 | 1.3521e-07 | -137.3796 | 1.2244e-08 | -158.2413 | -137.3796 | 137.3796 | 289.1226
289.2224 | 1.3143e-07 | -137.6264 | 1.153e-08 | -158.7631 | -137.6264 | 137.6264 | 289.2224
289.3222 | 1.277e-07 | -137.8761 | 1.0848e-08 | -159.2927 | -137.8761 | 137.8761 | 289.3222
289.422 | 1.2404e-07 | -138.1288 | 1.0197e-08 | -159.8302 | -138.1288 | 138.1288 | 289.422
289.5218 | 1.2044e-07 | -138.3845 | 9.5766e-09 | -160.3758 | -138.3845 | 138.3845 | 289.5218
289.6216 | 1.1691e-07 | -138.6431 | 8.9849e-09 | -160.9298 | -138.6431 | 138.6431 | 289.6216
289.7214 | 1.1344e-07 | -138.9049 | 8.4215e-09 | -161.4922 | -138.9049 | 138.9049 | 289.7214
289.8212 | 1.1003e-07 | -139.1697 | 7.8854e-09 | -162.0635 | -139.1697 | 139.1697 | 289.8212
289.921 | 1.0669e-07 | -139.4377 | 7.3759e-09 | -162.6437 | -139.4377 | 139.4377 | 289.921
290.0208 | 1.0341e-07 | -139.7088 | 6.892e-09 | -163.2331 | -139.7088 | 139.7088 | 290.0208
290.1206 | 1.002e-07 | -139.9831 | 6.4328e-09 | -163.832 | -139.9831 | 139.9831 | 290.1206
290.2204 | 9.7044e-08 | -140.2606 | 5.9975e-09 | -164.4406 | -140.2606 | 140.2606 | 290.2204
290.3202 | 9.3957e-08 | -140.5415 | 5.5852e-09 | -165.0592 | -140.5415 | 140.5415 | 290.3202
290.42 | 9.0933e-08 | -140.8256 | 5.1951e-09 | -165.6881 | -140.8256 | 140.8256 | 290.42
290.5198 | 8.7972e-08 | -141.1131 | 4.8264e-09 | -166.3275 | -141.1131 | 141.1131 | 290.5198
290.6196 | 8.5075e-08 | -141.404 | 4.4782e-09 | -166.9778 | -141.404 | 141.404 | 290.6196
290.7194 | 8.224e-08 | -141.6983 | 4.1499e-09 | -167.6393 | -141.6983 | 141.6983 | 290.7194
290.8192 | 7.9468e-08 | -141.9962 | 3.8404e-09 | -168.3124 | -141.9962 | 141.9962 | 290.8192
290.919 | 7.6758e-08 | -142.2976 | 3.5492e-09 | -168.9973 | -142.2976 | 142.2976 | 290.919
291.0188 | 7.411e-08 | -142.6025 | 3.2755e-09 | -169.6945 | -142.6025 | 142.6025 | 291.0188
291.1186 | 7.1523e-08 | -142.9111 | 3.0184e-09 | -170.4044 | -142.9111 | 142.9111 | 291.1186
291.2184 | 6.8997e-08 | -143.2234 | 2.7774e-09 | -171.1273 | -143.2234 | 143.2234 | 291.2184
291.3182 | 6.6532e-08 | -143.5394 | 2.5516e-09 | -171.8637 | -143.5394 | 143.5394 | 291.3182
291.418 | 6.4127e-08 | -143.8591 | 2.3404e-09 | -172.6141 | -143.8591 | 143.8591 | 291.418
291.5178 | 6.1782e-08 | -144.1827 | 2.1431e-09 | -173.379 | -144.1827 | 144.1827 | 291.5178
291.6176 | 5.9496e-08 | -144.5103 | 1.9591e-09 | -174.1587 | -144.5103 | 144.5103 | 291.6176
291.7174 | 5.7268e-08 | -144.8417 | 1.7877e-09 | -174.954 | -144.8417 | 144.8417 | 291.7174
291.8172 | 5.5099e-08 | -145.1772 | 1.6283e-09 | -175.7653 | -145.1772 | 145.1772 | 291.8172
291.917 | 5.2986e-08 | -145.5167 | 1.4803e-09 | -176.5933 | -145.5167 | 145.5167 | 291.917
292.0168 | 5.0931e-08 | -145.8604 | 1.343e-09 | -177.4385 | -145.8604 | 145.8604 | 292.0168
292.1166 | 4.8932e-08 | -146.2082 | 1.2159e-09 | -178.3017 | -146.2082 | 146.2082 | 292.1166
292.2164 | 4.6988e-08 | -146.5603 | 1.0986e-09 | -179.1836 | -146.5603 | 146.5603 | 292.2164
292.3162 | 4.5099e-08 | -146.9167 | 9.9027e-10 | -180.0849 | -146.9167 | 146.9167 | 292.3162
292.416 | 4.3264e-08 | -147.2775 | 8.9059e-10 | -181.0064 | -147.2775 | 147.2775 | 292.416
292.5158 | 4.1482e-08 | -147.6428 | 7.9899e-10 | -181.9491 | -147.6428 | 147.6428 | 292.5158
292.6156 | 3.9753e-08 | -148.0126 | 7.15e-10 | -182.9138 | -148.0126 | 148.0126 | 292.6156
292.7154 | 3.8076e-08 | -148.387 | 6.3815e-10 | -183.9015 | -148.387 | 148.387 | 292.7154
292.8152 | 3.645e-08 | -148.7661 | 5.6798e-10 | -184.9133 | -148.7661 | 148.7661 | 292.8152
292.915 | 3.4874e-08 | -149.15 | 5.0406e-10 | -185.9503 | -149.15 | 149.15 | 292.915
293.0148 | 3.3348e-08 | -149.5387 | 4.4598e-10 | -187.0138 | -149.5387 | 149.5387 | 293.0148
293.1146 | 3.187e-08 | -149.9324 | 3.9333e-10 | -188.1049 | -149.9324 | 149.9324 | 293.1146
293.2144 | 3.044e-08 | -150.331 | 3.4573e-10 | -189.2252 | -150.331 | 150.331 | 293.2144
293.3142 | 2.9058e-08 | -150.7348 | 3.0282e-10 | -190.3762 | -150.7348 | 150.7348 | 293.3142
293.414 | 2.7721e-08 | -151.1438 | 2.6426e-10 | -191.5594 | -151.1438 | 151.1438 | 293.414
293.5138 | 2.643e-08 | -151.558 | 2.297e-10 | -192.7768 | -151.558 | 151.558 | 293.5138
293.6136 | 2.5183e-08 | -151.9777 | 1.9883e-10 | -194.0302 | -151.9777 | 151.9777 | 293.6136
293.7134 | 2.398e-08 | -152.4028 | 1.7136e-10 | -195.3217 | -152.4028 | 152.4028 | 293.7134
293.8132 | 2.282e-08 | -152.8336 | 1.47e-10 | -196.6538 | -152.8336 | 152.8336 | 293.8132
293.913 | 2.1702e-08 | -153.2701 | 1.2548e-10 | -198.0288 | -153.2701 | 153.2701 | 293.913
294.0128 | 2.0624e-08 | -153.7123 | 1.0654e-10 | -199.4496 | -153.7123 | 153.7123 | 294.0128
294.1126 | 1.9587e-08 | -154.1606 | 8.9957e-11 | -200.9193 | -154.1606 | 154.1606 | 294.1126
294.2124 | 1.8589e-08 | -154.6148 | 7.5499e-11 | -202.4411 | -154.6148 | 154.6148 | 294.2124
294.3122 | 1.7629e-08 | -155.0753 | 6.2958e-11 | -204.019 | -155.0753 | 155.0753 | 294.3122
294.412 | 1.6707e-08 | -155.5421 | 5.2137e-11 | -205.6571 | -155.5421 | 155.5421 | 294.412
294.5118 | 1.5821e-08 | -156.0153 | 4.2855e-11 | -207.36 | -156.0153 | 156.0153 | 294.5118
294.6116 | 1.4971e-08 | -156.4951 | 3.4942e-11 | -209.133 | -156.4951 | 156.4951 | 294.6116
294.7114 | 1.4155e-08 | -156.9816 | 2.8242e-11 | -210.982 | -156.9816 | 156.9816 | 294.7114
294.8112 | 1.3374e-08 | -157.475 | 2.2611e-11 | -212.9137 | -157.475 | 157.475 | 294.8112
294.911 | 1.2625e-08 | -157.9754 | 1.7915e-11 | -214.9358 | -157.9754 | 157.9754 | 294.911
295.0108 | 1.1908e-08 | -158.4829 | 1.4033e-11 | -217.0571 | -158.4829 | 158.4829 | 295.0108
295.1106 | 1.1223e-08 | -158.9979 | 1.0855e-11 | -219.2875 | -158.9979 | 158.9979 | 295.1106
295.2104 | 1.0568e-08 | -159.5203 | 8.2804e-12 | -221.639 | -159.5203 | 159.5203 | 295.2104
295.3102 | 9.9421e-09 | -160.0505 | 6.2193e-12 | -224.1252 | -160.0505 | 160.0505 | 295.3102
295.41 | 9.3449e-09 | -160.5885 | 4.5907e-12 | -226.7625 | -160.5885 | 160.5885 | 295.41
295.5098 | 8.7755e-09 | -161.1346 | 3.3227e-12 | -229.5702 | -161.1346 | 161.1346 | 295.5098
295.6096 | 8.2329e-09 | -161.689 | 2.3519e-12 | -232.5718 | -161.689 | 161.689 | 295.6096
295.7094 | 7.7163e-09 | -162.2518 | 1.6226e-12 | -235.796 | -162.2518 | 162.2518 | 295.7094
295.8092 | 7.2249e-09 | -162.8234 | 1.0866e-12 | -239.2783 | -162.8234 | 162.8234 | 295.8092
295.909 | 6.7578e-09 | -163.4039 | 7.0277e-13 | -243.0637 | -163.4039 | 163.4039 | 295.909
296.0088 | 6.3143e-09 | -163.9935 | 4.3603e-13 | -247.2097 | -163.9935 | 163.9935 | 296.0088
296.1086 | 5.8935e-09 | -164.5926 | 2.5726e-13 | -251.7924 | -164.5926 | 164.5926 | 296.1086
296.2084 | 5.4946e-09 | -165.2013 | 1.4265e-13 | -256.9146 | -165.2013 | 165.2013 | 296.2084
296.3082 | 5.1169e-09 | -165.8199 | 7.3109e-14 | -262.7206 | -165.8199 | 165.8199 | 296.3082
296.408 | 4.7595e-09 | -166.4488 | 3.3801e-14 | -269.4215 | -166.4488 | 166.4488 | 296.408
296.5078 | 4.4217e-09 | -167.0881 | 1.3576e-14 | -277.3446 | -167.0881 | 167.0881 | 296.5078
296.6076 | 4.1028e-09 | -167.7383 | 4.4474e-15 | -287.0378 | -167.7383 | 167.7383 | 296.6076
296.7074 | 3.8021e-09 | -168.3996 | 1.0558e-15 | -299.5281 | -168.3996 | 168.3996 | 296.7074
296.8072 | 3.5187e-09 | -169.0724 | 1.3935e-16 | -317.118 | -169.0724 | 169.0724 | 296.8072
296.907 | 3.252e-09 | -169.757 | 4.3965e-18 | -347.1378 | -169.757 | 169.757 | 296.907
297.0068 | 3.0013e-09 | -170.4538 | 7.7247e-30 | -582.2424 | -170.4538 | 170.4538 | 297.0068
297.1066 | 2.7659e-09 | -171.1632 | 4.1899e-18 | -347.5559 | -171.1632 | 171.1632 | 297.1066
297.2064 | 2.5452e-09 | -171.8855 | 1.3535e-16 | -317.3708 | -171.8855 | 171.8855 | 297.2064
297.3062 | 2.3385e-09 | -172.6213 | 1.0298e-15 | -299.7452 | -172.6213 | 172.6213 | 297.3062
297.406 | 2.1451e-09 | -173.371 | 4.3392e-15 | -287.2517 | -173.371 | 173.371 | 297.406
297.5058 | 1.9645e-09 | -174.135 | 1.3231e-14 | -277.5681 | -174.135 | 174.135 | 297.5058
297.6056 | 1.796e-09 | -174.9139 | 3.288e-14 | -269.6613 | -174.9139 | 174.9139 | 297.6056
297.7054 | 1.639e-09 | -175.7082 | 7.0955e-14 | -262.9803 | -175.7082 | 175.7082 | 297.7054
297.8052 | 1.4931e-09 | -176.5185 | 1.3809e-13 | -257.1965 | -176.5185 | 176.5185 | 297.8052
297.905 | 1.3575e-09 | -177.3452 | 2.4837e-13 | -252.098 | -177.3452 | 177.3452 | 297.905
298.0048 | 1.2318e-09 | -178.1892 | 4.1975e-13 | -247.5402 | -178.1892 | 178.1892 | 298.0048
298.1046 | 1.1154e-09 | -179.051 | 6.7455e-13 | -243.4198 | -179.051 | 179.051 | 298.1046
298.2044 | 1.0079e-09 | -179.9314 | 1.0398e-12 | -239.6606 | -179.9314 | 179.9314 | 298.2044
298.3042 | 9.0875e-10 | -180.8311 | 1.5479e-12 | -236.205 | -180.8311 | 180.8311 | 298.3042
298.404 | 8.1743e-10 | -181.751 | 2.2367e-12 | -233.0078 | -181.751 | 181.751 | 298.404
298.5038 | 7.3352e-10 | -182.6918 | 3.1501e-12 | -230.0335 | -182.6918 | 182.6918 | 298.5038
298.6036 | 6.5656e-10 | -183.6545 | 4.3385e-12 | -227.2533 | -183.6545 | 183.6545 | 298.6036
298.7034 | 5.8614e-10 | -184.64 | 5.8588e-12 | -224.6438 | -184.64 | 184.64 | 298.7034
298.8032 | 5.2182e-10 | -185.6495 | 7.7755e-12 | -222.1854 | -185.6495 | 185.6495 | 298.8032
298.903 | 4.6323e-10 | -186.6841 | 1.016e-11 | -219.862 | -186.6841 | 186.6841 | 298.903
299.0028 | 4.0998e-10 | -187.7448 | 1.3092e-11 | -217.6597 | -187.7448 | 187.7448 | 299.0028
299.1026 | 3.6169e-10 | -188.8332 | 1.666e-11 | -215.5667 | -188.8332 | 188.8332 | 299.1026
299.2024 | 3.1804e-10 | -189.9504 | 2.0958e-11 | -213.5729 | -189.9504 | 189.9504 | 299.2024
299.3022 | 2.7867e-10 | -191.0981 | 2.6093e-11 | -211.6696 | -191.0981 | 191.0981 | 299.3022
299.402 | 2.4328e-10 | -192.2779 | 3.2177e-11 | -209.849 | -192.2779 | 192.2779 | 299.402
299.5018 | 2.1156e-10 | -193.4915 | 3.9335e-11 | -208.1045 | -193.4915 | 193.4915 | 299.5018
299.6016 | 1.8321e-10 | -194.7409 | 4.7697e-11 | -206.4302 | -194.7409 | 194.7409 | 299.6016
299.7014 | 1.5798e-10 | -196.0282 | 5.7407e-11 | -204.8207 | -196.0282 | 196.0282 | 299.7014
299.8012 | 1.3559e-10 | -197.3556 | 6.8616e-11 | -203.2715 | -197.3556 | 197.3556 | 299.8012
299.901 | 1.158e-10 | -198.7257 | 8.1487e-11 | -201.7783 | -198.7257 | 198.7257 | 299.901
300.0008 | 9.8388e-11 | -200.1412 | 9.6191e-11 | -200.3373 | -200.1412 | 200.1412 | 300.0008
300.1006 | 8.3128e-11 | -201.6051 | 1.1291e-10 | -198.9453 | -198.9453 | 198.9453 | 300.1006
300.2004 | 6.9817e-11 | -203.1208 | 1.3184e-10 | -197.599 | -197.599 | 197.599 | 300.2004
300.3002 | 5.8264e-11 | -204.692 | 1.5318e-10 | -196.2958 | -196.2958 | 196.2958 | 300.3002
300.4 | 4.829e-11 | -206.3228 | 1.7715e-10 | -195.033 | -195.033 | 195.033 | 300.4
300.4998 | 3.9729e-11 | -208.0178 | 2.0397e-10 | -193.8085 | -193.8085 | 193.8085 | 300.4998
300.5996 | 3.2425e-11 | -209.7823 | 2.3388e-10 | -192.62 | -192.62 | 192.62 | 300.5996
300.6994 | 2.6236e-11 | -211.6219 | 2.6713e-10 | -191.4656 | -191.4656 | 191.4656 | 300.6994
300.7992 | 2.1029e-11 | -213.5434 | 3.0397e-10 | -190.3435 | -190.3435 | 190.3435 | 300.7992
300.899 | 1.6683e-11 | -215.5543 | 3.4466e-10 | -189.2521 | -189.2521 | 189.2521 | 300.899
300.9988 | 1.3087e-11 | -217.6631 | 3.895e-10 | -188.1899 | -188.1899 | 188.1899 | 300.9988
301.0986 | 1.0139e-11 | -219.8799 | 4.3876e-10 | -187.1554 | -187.1554 | 187.1554 | 301.0986
301.1984 | 7.7481e-12 | -222.216 | 4.9276e-10 | -186.1473 | -186.1473 | 186.1473 | 301.1984
301.2982 | 5.831e-12 | -224.6852 | 5.5179e-10 | -185.1645 | -185.1645 | 185.1645 | 301.2982
301.398 | 4.3136e-12 | -227.3031 | 6.1619e-10 | -184.2057 | -184.2057 | 184.2057 | 301.398
301.4978 | 3.13e-12 | -230.089 | 6.8628e-10 | -183.27 | -183.27 | 183.27 | 301.4978
301.5976 | 2.2219e-12 | -233.0657 | 7.6241e-10 | -182.3563 | -182.3563 | 182.3563 | 301.5976
301.6974 | 1.538e-12 | -236.261 | 8.4492e-10 | -181.4637 | -181.4637 | 181.4637 | 301.6974
301.7972 | 1.034e-12 | -239.7098 | 9.3418e-10 | -180.5914 | -180.5914 | 180.5914 | 301.7972
301.897 | 6.7178e-13 | -243.4554 | 1.0306e-09 | -179.7385 | -179.7385 | 179.7385 | 301.897
301.9968 | 4.1909e-13 | -247.5539 | 1.1345e-09 | -178.9043 | -178.9043 | 178.9043 | 301.9968
302.0966 | 2.4893e-13 | -252.0785 | 1.2462e-09 | -178.0881 | -178.0881 | 178.0881 | 302.0966
302.1964 | 1.3918e-13 | -257.1283 | 1.3663e-09 | -177.2891 | -177.2891 | 177.2891 | 302.1964
302.2962 | 7.21e-14 | -262.8413 | 1.4951e-09 | -176.5068 | -176.5068 | 176.5068 | 302.2962
302.396 | 3.3812e-14 | -269.4186 | 1.6329e-09 | -175.7406 | -175.7406 | 175.7406 | 302.396
302.4958 | 1.3853e-14 | -277.1694 | 1.7804e-09 | -174.9899 | -174.9899 | 174.9899 | 302.4958
302.5956 | 4.6743e-15 | -286.6057 | 1.9377e-09 | -174.2541 | -174.2541 | 174.2541 | 302.5956
302.6954 | 1.1653e-15 | -298.6714 | 2.1055e-09 | -173.5328 | -173.5328 | 173.5328 | 302.6954
302.7952 | 1.6932e-16 | -315.4256 | 2.2842e-09 | -172.8254 | -172.8254 | 172.8254 | 302.7952
302.895 | 7.0485e-18 | -343.0381 | 2.4741e-09 | -172.1315 | -172.1315 | 172.1315 | 302.895
302.9948 | 1.2428e-22 | -438.1123 | 2.6759e-09 | -171.4507 | -171.4507 | 171.4507 | 302.9948
303.0946 | 1.9757e-18 | -354.0856 | 2.8898e-09 | -170.7826 | -170.7826 | 170.7826 | 303.0946
303.1944 | 8.9434e-17 | -320.9699 | 3.1165e-09 | -170.1267 | -170.1267 | 170.1267 | 303.1944
303.2942 | 7.575e-16 | -302.4123 | 3.3563e-09 | -169.4827 | -169.4827 | 169.4827 | 303.2942
303.394 | 3.3649e-15 | -289.4605 | 3.6098e-09 | -168.8503 | -168.8503 | 168.8503 | 303.394
303.4938 | 1.0587e-14 | -279.5042 | 3.8775e-09 | -168.2291 | -168.2291 | 168.2291 | 303.4938
303.5936 | 2.6865e-14 | -271.4163 | 4.1597e-09 | -167.6187 | -167.6187 | 167.6187 | 303.5936
303.6934 | 5.8841e-14 | -264.6064 | 4.4571e-09 | -167.0189 | -167.0189 | 167.0189 | 303.6934
303.7932 | 1.158e-13 | -258.726 | 4.7701e-09 | -166.4294 | -166.4294 | 166.4294 | 303.7932
303.893 | 2.1008e-13 | -253.5524 | 5.0992e-09 | -165.8499 | -165.8499 | 165.8499 | 303.893
303.9928 | 3.575e-13 | -248.9344 | 5.445e-09 | -165.2801 | -165.2801 | 165.2801 | 303.9928
304.0926 | 5.7778e-13 | -244.7648 | 5.8078e-09 | -164.7198 | -164.7198 | 164.7198 | 304.0926
304.1924 | 8.949e-13 | -240.9645 | 6.1883e-09 | -164.1686 | -164.1686 | 164.1686 | 304.1924
304.2922 | 1.3375e-12 | -237.474 | 6.5868e-09 | -163.6265 | -163.6265 | 163.6265 | 304.2922
304.392 | 1.9394e-12 | -234.2468 | 7.004e-09 | -163.0931 | -163.0931 | 163.0931 | 304.392
304.4918 | 2.7396e-12 | -231.2464 | 7.4402e-09 | -162.5683 | -162.5683 | 162.5683 | 304.4918
304.5916 | 3.783e-12 | -228.4433 | 7.8961e-09 | -162.0518 | -162.0518 | 162.0518 | 304.5916
304.6914 | 5.1207e-12 | -225.8135 | 8.3721e-09 | -161.5434 | -161.5434 | 161.5434 | 304.6914
304.7912 | 6.8101e-12 | -223.337 | 8.8686e-09 | -161.0429 | -161.0429 | 161.0429 | 304.7912
304.891 | 8.9154e-12 | -220.9972 | 9.3862e-09 | -160.5502 | -160.5502 | 160.5502 | 304.891
304.9908 | 1.1508e-11 | -218.7801 | 9.9254e-09 | -160.065 | -160.065 | 160.065 | 304.9908
305.0906 | 1.4666e-11 | -216.6736 | 1.0487e-08 | -159.5873 | -159.5873 | 159.5873 | 305.0906
305.1904 | 1.8477e-11 | -214.6675 | 1.107e-08 | -159.1167 | -159.1167 | 159.1167 | 305.1904
305.2902 | 2.3034e-11 | -212.7527 | 1.1677e-08 | -158.6533 | -158.6533 | 158.6533 | 305.2902
305.39 | 2.8439e-11 | -210.9217 | 1.2307e-08 | -158.1967 | -158.1967 | 158.1967 | 305.39
305.4898 | 3.4804e-11 | -209.1674 | 1.2961e-08 | -157.747 | -157.747 | 157.747 | 305.4898
305.5896 | 4.2248e-11 | -207.4839 | 1.364e-08 | -157.3038 | -157.3038 | 157.3038 | 305.5896
305.6894 | 5.0898e-11 | -205.866 | 1.4343e-08 | -156.8671 | -156.8671 | 156.8671 | 305.6894
305.7892 | 6.0892e-11 | -204.3087 | 1.5072e-08 | -156.4368 | -156.4368 | 156.4368 | 305.7892
305.889 | 7.2377e-11 | -202.808 | 1.5826e-08 | -156.0127 | -156.0127 | 156.0127 | 305.889
305.9888 | 8.5508e-11 | -201.3599 | 1.6606e-08 | -155.5947 | -155.5947 | 155.5947 | 305.9888
306.0886 | 1.0045e-10 | -199.9611 | 1.7413e-08 | -155.1827 | -155.1827 | 155.1827 | 306.0886
306.1884 | 1.1738e-10 | -198.6084 | 1.8246e-08 | -154.7766 | -154.7766 | 154.7766 | 306.1884
306.2882 | 1.3647e-10 | -197.2991 | 1.9107e-08 | -154.3761 | -154.3761 | 154.3761 | 306.2882
306.388 | 1.5793e-10 | -196.0305 | 1.9995e-08 | -153.9814 | -153.9814 | 153.9814 | 306.388
306.4878 | 1.8196e-10 | -194.8003 | 2.0912e-08 | -153.5922 | -153.5922 | 153.5922 | 306.4878
306.5876 | 2.0878e-10 | -193.6064 | 2.1857e-08 | -153.2084 | -153.2084 | 153.2084 | 306.5876
306.6874 | 2.3859e-10 | -192.4469 | 2.283e-08 | -152.8299 | -152.8299 | 152.8299 | 306.6874
306.7872 | 2.7165e-10 | -191.3198 | 2.3832e-08 | -152.4567 | -152.4567 | 152.4567 | 306.7872
306.887 | 3.0819e-10 | -190.2236 | 2.4864e-08 | -152.0886 | -152.0886 | 152.0886 | 306.887
306.9868 | 3.4847e-10 | -189.1567 | 2.5925e-08 | -151.7256 | -151.7256 | 151.7256 | 306.9868
307.0866 | 3.9275e-10 | -188.1177 | 2.7016e-08 | -151.3675 | -151.3675 | 151.3675 | 307.0866
307.1864 | 4.413e-10 | -187.1053 | 2.8137e-08 | -151.0144 | -151.0144 | 151.0144 | 307.1864
307.2862 | 4.9442e-10 | -186.1181 | 2.9289e-08 | -150.666 | -150.666 | 150.666 | 307.2862
307.386 | 5.5238e-10 | -185.1552 | 3.0471e-08 | -150.3224 | -150.3224 | 150.3224 | 307.386
307.4858 | 6.155e-10 | -184.2154 | 3.1683e-08 | -149.9834 | -149.9834 | 149.9834 | 307.4858
307.5856 | 6.8409e-10 | -183.2978 | 3.2927e-08 | -149.649 | -149.649 | 149.649 | 307.5856
307.6854 | 7.5846e-10 | -182.4013 | 3.4202e-08 | -149.319 | -149.319 | 149.319 | 307.6854
307.7852 | 8.3895e-10 | -181.5252 | 3.5508e-08 | -148.9935 | -148.9935 | 148.9935 | 307.7852
307.885 | 9.2591e-10 | -180.6686 | 3.6845e-08 | -148.6724 | -148.6724 | 148.6724 | 307.885
307.9848 | 1.0197e-09 | -179.8308 | 3.8214e-08 | -148.3556 | -148.3556 | 148.3556 | 307.9848
308.0846 | 1.1206e-09 | -179.011 | 3.9614e-08 | -148.0429 | -148.0429 | 148.0429 | 308.0846
308.1844 | 1.2291e-09 | -178.2085 | 4.1046e-08 | -147.7345 | -147.7345 | 147.7345 | 308.1844
308.2842 | 1.3454e-09 | -177.4227 | 4.251e-08 | -147.4301 | -147.4301 | 147.4301 | 308.2842
308.384 | 1.4701e-09 | -176.6531 | 4.4006e-08 | -147.1298 | -147.1298 | 147.1298 | 308.384
308.4838 | 1.6034e-09 | -175.8989 | 4.5533e-08 | -146.8335 | -146.8335 | 146.8335 | 308.4838
308.5836 | 1.7459e-09 | -175.1598 | 4.7092e-08 | -146.5411 | -146.5411 | 146.5411 | 308.5836
308.6834 | 1.8978e-09 | -174.4351 | 4.8682e-08 | -146.2526 | -146.2526 | 146.2526 | 308.6834
308.7832 | 2.0596e-09 | -173.7245 | 5.0304e-08 | -145.9679 | -145.9679 | 145.9679 | 308.7832
308.883 | 2.2317e-09 | -173.0274 | 5.1958e-08 | -145.6869 | -145.6869 | 145.6869 | 308.883
308.9828 | 2.4145e-09 | -172.3433 | 5.3643e-08 | -145.4097 | -145.4097 | 145.4097 | 308.9828
309.0826 | 2.6086e-09 | -171.672 | 5.536e-08 | -145.1361 | -145.1361 | 145.1361 | 309.0826
309.1824 | 2.8142e-09 | -171.013 | 5.7107e-08 | -144.8662 | -144.8662 | 144.8662 | 309.1824
309.2822 | 3.0319e-09 | -170.3658 | 5.8885e-08 | -144.5998 | -144.5998 | 144.5998 | 309.2822
309.382 | 3.262e-09 | -169.7303 | 6.0695e-08 | -144.337 | -144.337 | 144.337 | 309.382
309.4818 | 3.5051e-09 | -169.1059 | 6.2534e-08 | -144.0776 | -144.0776 | 144.0776 | 309.4818
309.5816 | 3.7616e-09 | -168.4924 | 6.4404e-08 | -143.8217 | -143.8217 | 143.8217 | 309.5816
309.6814 | 4.032e-09 | -167.8896 | 6.6304e-08 | -143.5692 | -143.5692 | 143.5692 | 309.6814
309.7812 | 4.3167e-09 | -167.297 | 6.8234e-08 | -143.32 | -143.32 | 143.32 | 309.7812
309.881 | 4.6162e-09 | -166.7144 | 7.0193e-08 | -143.0741 | -143.0741 | 143.0741 | 309.881
309.9808 | 4.9309e-09 | -166.1415 | 7.2181e-08 | -142.8315 | -142.8315 | 142.8315 | 309.9808
310.0806 | 5.2613e-09 | -165.5781 | 7.4198e-08 | -142.5922 | -142.5922 | 142.5922 | 310.0806
310.1804 | 5.6079e-09 | -165.0239 | 7.6243e-08 | -142.356 | -142.356 | 142.356 | 310.1804
310.2802 | 5.9712e-09 | -164.4788 | 7.8316e-08 | -142.123 | -142.123 | 142.123 | 310.2802
310.38 | 6.3516e-09 | -163.9423 | 8.0416e-08 | -141.8931 | -141.8931 | 141.8931 | 310.38
310.4798 | 6.7496e-09 | -163.4144 | 8.2543e-08 | -141.6663 | -141.6663 | 141.6663 | 310.4798
310.5796 | 7.1657e-09 | -162.8949 | 8.4697e-08 | -141.4426 | -141.4426 | 141.4426 | 310.5796
310.6794 | 7.6003e-09 | -162.3834 | 8.6877e-08 | -141.2219 | -141.2219 | 141.2219 | 310.6794
310.7792 | 8.0539e-09 | -161.8799 | 8.9082e-08 | -141.0042 | -141.0042 | 141.0042 | 310.7792
310.879 | 8.5269e-09 | -161.3842 | 9.1312e-08 | -140.7894 | -140.7894 | 140.7894 | 310.879
310.9788 | 9.0199e-09 | -160.8959 | 9.3567e-08 | -140.5776 | -140.5776 | 140.5776 | 310.9788
311.0786 | 9.5333e-09 | -160.4151 | 9.5845e-08 | -140.3686 | -140.3686 | 140.3686 | 311.0786
311.1784 | 1.0068e-08 | -159.9415 | 9.8146e-08 | -140.1626 | -140.1626 | 140.1626 | 311.1784
311.2782 | 1.0623e-08 | -159.475 | 1.0047e-07 | -139.9593 | -139.9593 | 139.9593 | 311.2782
311.378 | 1.12e-08 | -159.0154 | 1.0281e-07 | -139.7589 | -139.7589 | 139.7589 | 311.378
311.4778 | 1.18e-08 | -158.5625 | 1.0518e-07 | -139.5613 | -139.5613 | 139.5613 | 311.4778
311.5776 | 1.2422e-08 | -158.1163 | 1.0757e-07 | -139.3664 | -139.3664 | 139.3664 | 311.5776
311.6774 | 1.3067e-08 | -157.6765 | 1.0997e-07 | -139.1742 | -139.1742 | 139.1742 | 311.6774
311.7772 | 1.3736e-08 | -157.2431 | 1.124e-07 | -138.9847 | -138.9847 | 138.9847 | 311.7772
311.877 | 1.4428e-08 | -156.8158 | 1.1484e-07 | -138.798 | -138.798 | 138.798 | 311.877
311.9768 | 1.5145e-08 | -156.3947 | 1.173e-07 | -138.6138 | -138.6138 | 138.6138 | 311.9768
312.0766 | 1.5886e-08 | -155.9796 | 1.1978e-07 | -138.4323 | -138.4323 | 138.4323 | 312.0766
312.1764 | 1.6653e-08 | -155.5702 | 1.2227e-07 | -138.2534 | -138.2534 | 138.2534 | 312.1764
312.2762 | 1.7445e-08 | -155.1667 | 1.2478e-07 | -138.0771 | -138.0771 | 138.0771 | 312.2762
312.376 | 1.8263e-08 | -154.7687 | 1.273e-07 | -137.9034 | -137.9034 | 137.9034 | 312.376
312.4758 | 1.9107e-08 | -154.3763 | 1.2984e-07 | -137.7322 | -137.7322 | 137.7322 | 312.4758
312.5756 | 1.9977e-08 | -153.9893 | 1.3238e-07 | -137.5635 | -137.5635 | 137.5635 | 312.5756
312.6754 | 2.0875e-08 | -153.6076 | 1.3494e-07 | -137.3973 | -137.3973 | 137.3973 | 312.6754
312.7752 | 2.1799e-08 | -153.2312 | 1.3751e-07 | -137.2335 | -137.2335 | 137.2335 | 312.7752
312.875 | 2.2751e-08 | -152.8598 | 1.4008e-07 | -137.0722 | -137.0722 | 137.0722 | 312.875
312.9748 | 2.3731e-08 | -152.4935 | 1.4267e-07 | -136.9134 | -136.9134 | 136.9134 | 312.9748
313.0746 | 2.4739e-08 | -152.1322 | 1.4526e-07 | -136.757 | -136.757 | 136.757 | 313.0746
313.1744 | 2.5776e-08 | -151.7757 | 1.4786e-07 | -136.6029 | -136.6029 | 136.6029 | 313.1744
313.2742 | 2.6841e-08 | -151.4241 | 1.5047e-07 | -136.4513 | -136.4513 | 136.4513 | 313.2742
313.374 | 2.7935e-08 | -151.0771 | 1.5307e-07 | -136.302 | -136.302 | 136.302 | 313.374
313.4738 | 2.9058e-08 | -150.7347 | 1.5569e-07 | -136.155 | -136.155 | 136.155 | 313.4738
313.5736 | 3.021e-08 | -150.397 | 1.583e-07 | -136.0104 | -136.0104 | 136.0104 | 313.5736
313.6734 | 3.1392e-08 | -150.0636 | 1.6091e-07 | -135.8681 | -135.8681 | 135.8681 | 313.6734
313.7732 | 3.2603e-08 | -149.7347 | 1.6353e-07 | -135.7281 | -135.7281 | 135.7281 | 313.7732
313.873 | 3.3845e-08 | -149.4102 | 1.6614e-07 | -135.5903 | -135.5903 | 135.5903 | 313.873
313.9728 | 3.5116e-08 | -149.0899 | 1.6876e-07 | -135.4548 | -135.4548 | 135.4548 | 313.9728
314.0726 | 3.6417e-08 | -148.7738 | 1.7137e-07 | -135.3215 | -135.3215 | 135.3215 | 314.0726
314.1724 | 3.7749e-08 | -148.4619 | 1.7397e-07 | -135.1905 | -135.1905 | 135.1905 | 314.1724
314.2722 | 3.9111e-08 | -148.154 | 1.7657e-07 | -135.0617 | -135.0617 | 135.0617 | 314.2722
314.372 | 4.0503e-08 | -147.8502 | 1.7916e-07 | -134.9351 | -134.9351 | 134.9351 | 314.372
314.4718 | 4.1926e-08 | -147.5503 | 1.8175e-07 | -134.8107 | -134.8107 | 134.8107 | 314.4718
314.5716 | 4.3379e-08 | -147.2543 | 1.8432e-07 | -134.6884 | -134.6884 | 134.6884 | 314.5716
314.6714 | 4.4863e-08 | -146.9622 | 1.8689e-07 | -134.5683 | -134.5683 | 134.5683 | 314.6714
314.7712 | 4.6377e-08 | -146.6739 | 1.8944e-07 | -134.4504 | -134.4504 | 134.4504 | 314.7712
314.871 | 4.7922e-08 | -146.3893 | 1.9199e-07 | -134.3345 | -134.3345 | 134.3345 | 314.871
314.9708 | 4.9497e-08 | -146.1085 | 1.9452e-07 | -134.2208 | -134.2208 | 134.2208 | 314.9708
315.0706 | 5.1102e-08 | -145.8312 | 1.9703e-07 | -134.1092 | -134.1092 | 134.1092 | 315.0706
315.1704 | 5.2738e-08 | -145.5576 | 1.9953e-07 | -133.9997 | -133.9997 | 133.9997 | 315.1704
315.2702 | 5.4403e-08 | -145.2875 | 2.0202e-07 | -133.8923 | -133.8923 | 133.8923 | 315.2702
315.37 | 5.6099e-08 | -145.0209 | 2.0448e-07 | -133.7869 | -133.7869 | 133.7869 | 315.37
315.4698 | 5.7825e-08 | -144.7578 | 2.0693e-07 | -133.6836 | -133.6836 | 133.6836 | 315.4698
315.5696 | 5.958e-08 | -144.498 | 2.0935e-07 | -133.5824 | -133.5824 | 133.5824 | 315.5696
315.6694 | 6.1364e-08 | -144.2417 | 2.1176e-07 | -133.4832 | -133.4832 | 133.4832 | 315.6694
315.7692 | 6.3178e-08 | -143.9887 | 2.1414e-07 | -133.386 | -133.386 | 133.386 | 315.7692
315.869 | 6.5021e-08 | -143.7389 | 2.165e-07 | -133.2908 | -133.2908 | 133.2908 | 315.869
315.9688 | 6.6893e-08 | -143.4924 | 2.1884e-07 | -133.1976 | -133.1976 | 133.1976 | 315.9688
316.0686 | 6.8793e-08 | -143.2492 | 2.2114e-07 | -133.1065 | -133.1065 | 133.1065 | 316.0686
316.1684 | 7.0721e-08 | -143.0091 | 2.2343e-07 | -133.0173 | -133.0173 | 133.0173 | 316.1684
316.2682 | 7.2677e-08 | -142.7721 | 2.2568e-07 | -132.9301 | -132.9301 | 132.9301 | 316.2682
316.368 | 7.466e-08 | -142.5382 | 2.2791e-07 | -132.8449 | -132.8449 | 132.8449 | 316.368
316.4678 | 7.6671e-08 | -142.3074 | 2.301e-07 | -132.7616 | -132.7616 | 132.7616 | 316.4678
316.5676 | 7.8708e-08 | -142.0796 | 2.3227e-07 | -132.6803 | -132.6803 | 132.6803 | 316.5676
316.6674 | 8.0771e-08 | -141.8548 | 2.344e-07 | -132.6009 | -132.6009 | 132.6009 | 316.6674
316.7672 | 8.2861e-08 | -141.633 | 2.365e-07 | -132.5234 | -132.5234 | 132.5234 | 316.7672
316.867 | 8.4976e-08 | -141.4141 | 2.3856e-07 | -132.4479 | -132.4479 | 132.4479 | 316.867
316.9668 | 8.7115e-08 | -141.1981 | 2.4059e-07 | -132.3743 | -132.3743 | 132.3743 | 316.9668
317.0666 | 8.9279e-08 | -140.985 | 2.4259e-07 | -132.3026 | -132.3026 | 132.3026 | 317.0666
317.1664 | 9.1467e-08 | -140.7747 | 2.4455e-07 | -132.2328 | -132.2328 | 132.2328 | 317.1664
317.2662 | 9.3678e-08 | -140.5673 | 2.4647e-07 | -132.1649 | -132.1649 | 132.1649 | 317.2662
317.366 | 9.5912e-08 | -140.3626 | 2.4835e-07 | -132.0988 | -132.0988 | 132.0988 | 317.366
317.4658 | 9.8168e-08 | -140.1606 | 2.5019e-07 | -132.0347 | -132.0347 | 132.0347 | 317.4658
317.5656 | 1.0045e-07 | -139.9614 | 2.5199e-07 | -131.9724 | -131.9724 | 131.9724 | 317.5656
317.6654 | 1.0274e-07 | -139.7649 | 2.5374e-07 | -131.9121 | -131.9121 | 131.9121 | 317.6654
317.7652 | 1.0506e-07 | -139.5711 | 2.5546e-07 | -131.8535 | -131.8535 | 131.8535 | 317.7652
317.865 | 1.074e-07 | -139.3799 | 2.5713e-07 | -131.7968 | -131.7968 | 131.7968 | 317.865
317.9648 | 1.0976e-07 | -139.1913 | 2.5876e-07 | -131.742 | -131.742 | 131.742 | 317.9648
318.0646 | 1.1213e-07 | -139.0053 | 2.6034e-07 | -131.689 | -131.689 | 131.689 | 318.0646
318.1644 | 1.1453e-07 | -138.8219 | 2.6188e-07 | -131.6379 | -131.6379 | 131.6379 | 318.1644
318.2642 | 1.1694e-07 | -138.6411 | 2.6337e-07 | -131.5886 | -131.5886 | 131.5886 | 318.2642
318.364 | 1.1936e-07 | -138.4628 | 2.6482e-07 | -131.5411 | -131.5411 | 131.5411 | 318.364
318.4638 | 1.218e-07 | -138.287 | 2.6621e-07 | -131.4954 | -131.4954 | 131.4954 | 318.4638
318.5636 | 1.2426e-07 | -138.1136 | 2.6756e-07 | -131.4515 | -131.4515 | 131.4515 | 318.5636
318.6634 | 1.2672e-07 | -137.9428 | 2.6886e-07 | -131.4095 | -131.4095 | 131.4095 | 318.6634
318.7632 | 1.2921e-07 | -137.7744 | 2.7011e-07 | -131.3693 | -131.3693 | 131.3693 | 318.7632
318.863 | 1.317e-07 | -137.6084 | 2.7131e-07 | -131.3308 | -131.3308 | 131.3308 | 318.863
318.9628 | 1.342e-07 | -137.4448 | 2.7245e-07 | -131.2942 | -131.2942 | 131.2942 | 318.9628
319.0626 | 1.3672e-07 | -137.2836 | 2.7355e-07 | -131.2594 | -131.2594 | 131.2594 | 319.0626
319.1624 | 1.3924e-07 | -137.1247 | 2.7459e-07 | -131.2263 | -131.2263 | 131.2263 | 319.1624
319.2622 | 1.4177e-07 | -136.9682 | 2.7558e-07 | -131.195 | -131.195 | 131.195 | 319.2622
319.362 | 1.4431e-07 | -136.8141 | 2.7652e-07 | -131.1656 | -131.1656 | 131.1656 | 319.362
319.4618 | 1.4686e-07 | -136.6622 | 2.774e-07 | -131.1379 | -131.1379 | 131.1379 | 319.4618
319.5616 | 1.4941e-07 | -136.5126 | 2.7823e-07 | -131.1119 | -131.1119 | 131.1119 | 319.5616
319.6614 | 1.5196e-07 | -136.3653 | 2.79e-07 | -131.0878 | -131.0878 | 131.0878 | 319.6614
319.7612 | 1.5452e-07 | -136.2203 | 2.7972e-07 | -131.0654 | -131.0654 | 131.0654 | 319.7612
319.861 | 1.5708e-07 | -136.0775 | 2.8039e-07 | -131.0448 | -131.0448 | 131.0448 | 319.861
319.9608 | 1.5964e-07 | -135.9369 | 2.81e-07 | -131.0259 | -131.0259 | 131.0259 | 319.9608
320.0606 | 1.6221e-07 | -135.7985 | 2.8155e-07 | -131.0088 | -131.0088 | 131.0088 | 320.0606
320.1604 | 1.6477e-07 | -135.6624 | 2.8205e-07 | -130.9935 | -130.9935 | 130.9935 | 320.1604
320.2602 | 1.6733e-07 | -135.5284 | 2.8249e-07 | -130.9799 | -130.9799 | 130.9799 | 320.2602
320.36 | 1.6989e-07 | -135.3965 | 2.8288e-07 | -130.9681 | -130.9681 | 130.9681 | 320.36
320.4598 | 1.7245e-07 | -135.2668 | 2.832e-07 | -130.958 | -130.958 | 130.958 | 320.4598
320.5596 | 1.75e-07 | -135.1393 | 2.8348e-07 | -130.9497 | -130.9497 | 130.9497 | 320.5596
320.6594 | 1.7754e-07 | -135.0139 | 2.8369e-07 | -130.9431 | -130.9431 | 130.9431 | 320.6594
320.7592 | 1.8008e-07 | -134.8905 | 2.8385e-07 | -130.9383 | -130.9383 | 130.9383 | 320.7592
320.859 | 1.8261e-07 | -134.7693 | 2.8395e-07 | -130.9352 | -130.9352 | 130.9352 | 320.859
320.9588 | 1.8514e-07 | -134.6502 | 2.8399e-07 | -130.9338 | -130.9338 | 130.9338 | 320.9588
321.0586 | 1.8765e-07 | -134.5331 | 2.8398e-07 | -130.9342 | -130.9342 | 130.9342 | 321.0586
321.1584 | 1.9015e-07 | -134.4181 | 2.8391e-07 | -130.9364 | -130.9364 | 130.9364 | 321.1584
321.2582 | 1.9264e-07 | -134.3051 | 2.8378e-07 | -130.9403 | -130.9403 | 130.9403 | 321.2582
321.358 | 1.9512e-07 | -134.1942 | 2.836e-07 | -130.9459 | -130.9459 | 130.9459 | 321.358
321.4578 | 1.9758e-07 | -134.0852 | 2.8336e-07 | -130.9532 | -130.9532 | 130.9532 | 321.4578
321.5576 | 2.0002e-07 | -133.9783 | 2.8306e-07 | -130.9623 | -130.9623 | 130.9623 | 321.5576
321.6574 | 2.0246e-07 | -133.8734 | 2.8271e-07 | -130.9732 | -130.9732 | 130.9732 | 321.6574
321.7572 | 2.0487e-07 | -133.7705 | 2.823e-07 | -130.9858 | -130.9858 | 130.9858 | 321.7572
321.857 | 2.0726e-07 | -133.6695 | 2.8184e-07 | -131.0001 | -131.0001 | 131.0001 | 321.857
321.9568 | 2.0964e-07 | -133.5705 | 2.8132e-07 | -131.0161 | -131.0161 | 131.0161 | 321.9568
322.0566 | 2.1199e-07 | -133.4735 | 2.8074e-07 | -131.0339 | -131.0339 | 131.0339 | 322.0566
322.1564 | 2.1433e-07 | -133.3784 | 2.8011e-07 | -131.0535 | -131.0535 | 131.0535 | 322.1564
322.2562 | 2.1664e-07 | -133.2853 | 2.7942e-07 | -131.0747 | -131.0747 | 131.0747 | 322.2562
322.356 | 2.1893e-07 | -133.194 | 2.7868e-07 | -131.0977 | -131.0977 | 131.0977 | 322.356
322.4558 | 2.2119e-07 | -133.1047 | 2.7789e-07 | -131.1225 | -131.1225 | 131.1225 | 322.4558
322.5556 | 2.2343e-07 | -133.0173 | 2.7705e-07 | -131.149 | -131.149 | 131.149 | 322.5556
322.6554 | 2.2564e-07 | -132.9318 | 2.7615e-07 | -131.1772 | -131.1772 | 131.1772 | 322.6554
322.7552 | 2.2782e-07 | -132.8482 | 2.7519e-07 | -131.2072 | -131.2072 | 131.2072 | 322.7552
322.855 | 2.2997e-07 | -132.7665 | 2.7419e-07 | -131.2389 | -131.2389 | 131.2389 | 322.855
322.9548 | 2.321e-07 | -132.6867 | 2.7314e-07 | -131.2724 | -131.2724 | 131.2724 | 322.9548
323.0546 | 2.3419e-07 | -132.6087 | 2.7203e-07 | -131.3076 | -131.3076 | 131.3076 | 323.0546
323.1544 | 2.3625e-07 | -132.5325 | 2.7088e-07 | -131.3446 | -131.3446 | 131.3446 | 323.1544
323.2542 | 2.3828e-07 | -132.4583 | 2.6967e-07 | -131.3833 | -131.3833 | 131.3833 | 323.2542
323.354 | 2.4027e-07 | -132.3858 | 2.6842e-07 | -131.4238 | -131.4238 | 131.4238 | 323.354
323.4538 | 2.4224e-07 | -132.3152 | 2.6712e-07 | -131.466 | -131.466 | 131.466 | 323.4538
323.5536 | 2.4416e-07 | -132.2465 | 2.6577e-07 | -131.51 | -131.51 | 131.51 | 323.5536
323.6534 | 2.4605e-07 | -132.1795 | 2.6437e-07 | -131.5557 | -131.5557 | 131.5557 | 323.6534
323.7532 | 2.479e-07 | -132.1144 | 2.6293e-07 | -131.6032 | -131.6032 | 131.6032 | 323.7532
323.853 | 2.4972e-07 | -132.0511 | 2.6144e-07 | -131.6525 | -131.6525 | 131.6525 | 323.853
323.9528 | 2.5149e-07 | -131.9895 | 2.5991e-07 | -131.7036 | -131.7036 | 131.7036 | 323.9528
324.0526 | 2.5323e-07 | -131.9298 | 2.5833e-07 | -131.7564 | -131.7564 | 131.7564 | 324.0526
324.1524 | 2.5492e-07 | -131.8719 | 2.5671e-07 | -131.811 | -131.811 | 131.811 | 324.1524
324.2522 | 2.5657e-07 | -131.8157 | 2.5505e-07 | -131.8674 | -131.8157 | 131.8157 | 324.2522
324.352 | 2.5819e-07 | -131.7614 | 2.5335e-07 | -131.9255 | -131.7614 | 131.7614 | 324.352
324.4518 | 2.5975e-07 | -131.7088 | 2.5161e-07 | -131.9855 | -131.7088 | 131.7088 | 324.4518
324.5516 | 2.6128e-07 | -131.6579 | 2.4983e-07 | -132.0472 | -131.6579 | 131.6579 | 324.5516
324.6514 | 2.6276e-07 | -131.6089 | 2.4801e-07 | -132.1107 | -131.6089 | 131.6089 | 324.6514
324.7512 | 2.6419e-07 | -131.5615 | 2.4615e-07 | -132.1761 | -131.5615 | 131.5615 | 324.7512
324.851 | 2.6558e-07 | -131.516 | 2.4425e-07 | -132.2432 | -131.516 | 131.516 | 324.851
324.9508 | 2.6693e-07 | -131.4722 | 2.4232e-07 | -132.3121 | -131.4722 | 131.4722 | 324.9508
325.0506 | 2.6822e-07 | -131.4301 | 2.4036e-07 | -132.3829 | -131.4301 | 131.4301 | 325.0506
325.1504 | 2.6947e-07 | -131.3898 | 2.3836e-07 | -132.4554 | -131.3898 | 131.3898 | 325.1504
325.2502 | 2.7067e-07 | -131.3512 | 2.3632e-07 | -132.5298 | -131.3512 | 131.3512 | 325.2502
325.35 | 2.7182e-07 | -131.3143 | 2.3426e-07 | -132.606 | -131.3143 | 131.3143 | 325.35
325.4498 | 2.7292e-07 | -131.2792 | 2.3216e-07 | -132.6841 | -131.2792 | 131.2792 | 325.4498
325.5496 | 2.7398e-07 | -131.2457 | 2.3004e-07 | -132.764 | -131.2457 | 131.2457 | 325.5496
325.6494 | 2.7498e-07 | -131.214 | 2.2788e-07 | -132.8457 | -131.214 | 131.214 | 325.6494
325.7492 | 2.7593e-07 | -131.184 | 2.257e-07 | -132.9293 | -131.184 | 131.184 | 325.7492
325.849 | 2.7683e-07 | -131.1558 | 2.2349e-07 | -133.0147 | -131.1558 | 131.1558 | 325.849
325.9488 | 2.7768e-07 | -131.1292 | 2.2126e-07 | -133.102 | -131.1292 | 131.1292 | 325.9488
326.0486 | 2.7847e-07 | -131.1043 | 2.19e-07 | -133.1912 | -131.1043 | 131.1043 | 326.0486
326.1484 | 2.7922e-07 | -131.0812 | 2.1672e-07 | -133.2822 | -131.0812 | 131.0812 | 326.1484
326.2482 | 2.7991e-07 | -131.0597 | 2.1441e-07 | -133.3751 | -131.0597 | 131.0597 | 326.2482
326.348 | 2.8055e-07 | -131.0399 | 2.1208e-07 | -133.4699 | -131.0399 | 131.0399 | 326.348
326.4478 | 2.8113e-07 | -131.0219 | 2.0973e-07 | -133.5666 | -131.0219 | 131.0219 | 326.4478
326.5476 | 2.8166e-07 | -131.0055 | 2.0737e-07 | -133.6652 | -131.0055 | 131.0055 | 326.5476
326.6474 | 2.8214e-07 | -130.9908 | 2.0498e-07 | -133.7657 | -130.9908 | 130.9908 | 326.6474
326.7472 | 2.8256e-07 | -130.9778 | 2.0258e-07 | -133.8681 | -130.9778 | 130.9778 | 326.7472
326.847 | 2.8293e-07 | -130.9665 | 2.0016e-07 | -133.9725 | -130.9665 | 130.9665 | 326.847
326.9468 | 2.8324e-07 | -130.9568 | 1.9773e-07 | -134.0788 | -130.9568 | 130.9568 | 326.9468
327.0466 | 2.835e-07 | -130.9489 | 1.9528e-07 | -134.187 | -130.9489 | 130.9489 | 327.0466
327.1464 | 2.8371e-07 | -130.9426 | 1.9282e-07 | -134.2972 | -130.9426 | 130.9426 | 327.1464
327.2462 | 2.8386e-07 | -130.938 | 1.9034e-07 | -134.4093 | -130.938 | 130.938 | 327.2462
327.346 | 2.8395e-07 | -130.9351 | 1.8786e-07 | -134.5234 | -130.9351 | 130.9351 | 327.346
327.4458 | 2.8399e-07 | -130.9338 | 1.8536e-07 | -134.6395 | -130.9338 | 130.9338 | 327.4458
327.5456 | 2.8398e-07 | -130.9342 | 1.8286e-07 | -134.7576 | -130.9342 | 130.9342 | 327.5456
327.6454 | 2.8391e-07 | -130.9363 | 1.8035e-07 | -134.8776 | -130.9363 | 130.9363 | 327.6454
327.7452 | 2.8379e-07 | -130.9401 | 1.7783e-07 | -134.9997 | -130.9401 | 130.9401 | 327.7452
327.845 | 2.8361e-07 | -130.9456 | 1.7531e-07 | -135.1238 | -130.9456 | 130.9456 | 327.845
327.9448 | 2.8338e-07 | -130.9527 | 1.7278e-07 | -135.2499 | -130.9527 | 130.9527 | 327.9448
328.0446 | 2.8309e-07 | -130.9615 | 1.7025e-07 | -135.378 | -130.9615 | 130.9615 | 328.0446
328.1444 | 2.8275e-07 | -130.9719 | 1.6772e-07 | -135.5082 | -130.9719 | 130.9719 | 328.1444
328.2442 | 2.8236e-07 | -130.984 | 1.6519e-07 | -135.6405 | -130.984 | 130.984 | 328.2442
328.344 | 2.8191e-07 | -130.9978 | 1.6265e-07 | -135.7748 | -130.9978 | 130.9978 | 328.344
328.4438 | 2.8141e-07 | -131.0133 | 1.6012e-07 | -135.9112 | -131.0133 | 131.0133 | 328.4438
328.5436 | 2.8085e-07 | -131.0304 | 1.5758e-07 | -136.0497 | -131.0304 | 131.0304 | 328.5436
328.6434 | 2.8024e-07 | -131.0492 | 1.5505e-07 | -136.1903 | -131.0492 | 131.0492 | 328.6434
328.7432 | 2.7959e-07 | -131.0697 | 1.5253e-07 | -136.3331 | -131.0697 | 131.0697 | 328.7432
328.843 | 2.7887e-07 | -131.0919 | 1.5e-07 | -136.4779 | -131.0919 | 131.0919 | 328.843
328.9428 | 2.7811e-07 | -131.1157 | 1.4749e-07 | -136.6249 | -131.1157 | 131.1157 | 328.9428
329.0426 | 2.7729e-07 | -131.1412 | 1.4498e-07 | -136.7741 | -131.1412 | 131.1412 | 329.0426
329.1424 | 2.7643e-07 | -131.1684 | 1.4247e-07 | -136.9254 | -131.1684 | 131.1684 | 329.1424
329.2422 | 2.7551e-07 | -131.1972 | 1.3998e-07 | -137.0789 | -131.1972 | 131.1972 | 329.2422
329.342 | 2.7455e-07 | -131.2277 | 1.3749e-07 | -137.2346 | -131.2277 | 131.2277 | 329.342
329.4418 | 2.7353e-07 | -131.2599 | 1.3501e-07 | -137.3926 | -131.2599 | 131.2599 | 329.4418
329.5416 | 2.7247e-07 | -131.2938 | 1.3255e-07 | -137.5527 | -131.2938 | 131.2938 | 329.5416
329.6414 | 2.7135e-07 | -131.3293 | 1.3009e-07 | -137.7151 | -131.3293 | 131.3293 | 329.6414
329.7412 | 2.7019e-07 | -131.3666 | 1.2765e-07 | -137.8798 | -131.3666 | 131.3666 | 329.7412
329.841 | 2.6898e-07 | -131.4055 | 1.2522e-07 | -138.0467 | -131.4055 | 131.4055 | 329.841
329.9408 | 2.6773e-07 | -131.4461 | 1.228e-07 | -138.2159 | -131.4461 | 131.4461 | 329.9408
330.0406 | 2.6643e-07 | -131.4884 | 1.204e-07 | -138.3875 | -131.4884 | 131.4884 | 330.0406
330.1404 | 2.6508e-07 | -131.5324 | 1.1801e-07 | -138.5613 | -131.5324 | 131.5324 | 330.1404
330.2402 | 2.6369e-07 | -131.5781 | 1.1564e-07 | -138.7375 | -131.5781 | 131.5781 | 330.2402
330.34 | 2.6226e-07 | -131.6255 | 1.1329e-07 | -138.9161 | -131.6255 | 131.6255 | 330.34
330.4398 | 2.6078e-07 | -131.6745 | 1.1096e-07 | -139.097 | -131.6745 | 131.6745 | 330.4398
330.5396 | 2.5926e-07 | -131.7253 | 1.0864e-07 | -139.2803 | -131.7253 | 131.7253 | 330.5396
330.6394 | 2.577e-07 | -131.7778 | 1.0634e-07 | -139.4661 | -131.7778 | 131.7778 | 330.6394
330.7392 | 2.561e-07 | -131.832 | 1.0406e-07 | -139.6543 | -131.832 | 131.832 | 330.7392
330.839 | 2.5445e-07 | -131.8879 | 1.018e-07 | -139.8449 | -131.8879 | 131.8879 | 330.839
330.9388 | 2.5277e-07 | -131.9455 | 9.9563e-08 | -140.038 | -131.9455 | 131.9455 | 330.9388
331.0386 | 2.5105e-07 | -132.0048 | 9.7346e-08 | -140.2336 | -132.0048 | 132.0048 | 331.0386
331.1384 | 2.4929e-07 | -132.0659 | 9.5151e-08 | -140.4317 | -132.0659 | 132.0659 | 331.1384
331.2382 | 2.475e-07 | -132.1286 | 9.2978e-08 | -140.6324 | -132.1286 | 132.1286 | 331.2382
331.338 | 2.4566e-07 | -132.1931 | 9.0828e-08 | -140.8356 | -132.1931 | 132.1931 | 331.338
331.4378 | 2.438e-07 | -132.2594 | 8.8701e-08 | -141.0414 | -132.2594 | 132.2594 | 331.4378
331.5376 | 2.419e-07 | -132.3274 | 8.6598e-08 | -141.2498 | -132.3274 | 132.3274 | 331.5376
331.6374 | 2.3996e-07 | -132.3971 | 8.4519e-08 | -141.4609 | -132.3971 | 132.3971 | 331.6374
331.7372 | 2.38e-07 | -132.4685 | 8.2465e-08 | -141.6746 | -132.4685 | 132.4685 | 331.7372
331.837 | 2.36e-07 | -132.5418 | 8.0437e-08 | -141.8909 | -132.5418 | 132.5418 | 331.837
331.9368 | 2.3397e-07 | -132.6167 | 7.8433e-08 | -142.11 | -132.6167 | 132.6167 | 331.9368
332.0366 | 2.3191e-07 | -132.6935 | 7.6456e-08 | -142.3318 | -132.6935 | 132.6935 | 332.0366
332.1364 | 2.2983e-07 | -132.772 | 7.4505e-08 | -142.5563 | -132.772 | 132.772 | 332.1364
332.2362 | 2.2771e-07 | -132.8522 | 7.258e-08 | -142.7837 | -132.8522 | 132.8522 | 332.2362
332.336 | 2.2557e-07 | -132.9343 | 7.0682e-08 | -143.0138 | -132.9343 | 132.9343 | 332.336
332.4358 | 2.2341e-07 | -133.0181 | 6.8811e-08 | -143.2468 | -133.0181 | 133.0181 | 332.4358
332.5356 | 2.2121e-07 | -133.1037 | 6.6968e-08 | -143.4826 | -133.1037 | 133.1037 | 332.5356
332.6354 | 2.19e-07 | -133.1911 | 6.5152e-08 | -143.7214 | -133.1911 | 133.1911 | 332.6354
332.7352 | 2.1676e-07 | -133.2803 | 6.3365e-08 | -143.9631 | -133.2803 | 133.2803 | 332.7352
332.835 | 2.145e-07 | -133.3714 | 6.1605e-08 | -144.2077 | -133.3714 | 133.3714 | 332.835
332.9348 | 2.1222e-07 | -133.4642 | 5.9873e-08 | -144.4553 | -133.4642 | 133.4642 | 332.9348
333.0346 | 2.0992e-07 | -133.5588 | 5.817e-08 | -144.706 | -133.5588 | 133.5588 | 333.0346
333.1344 | 2.076e-07 | -133.6553 | 5.6496e-08 | -144.9597 | -133.6553 | 133.6553 | 333.1344
333.2342 | 2.0527e-07 | -133.7536 | 5.485e-08 | -145.2164 | -133.7536 | 133.7536 | 333.2342
333.334 | 2.0291e-07 | -133.8538 | 5.3233e-08 | -145.4764 | -133.8538 | 133.8538 | 333.334
333.4338 | 2.0054e-07 | -133.9558 | 5.1645e-08 | -145.7394 | -133.9558 | 133.9558 | 333.4338
333.5336 | 1.9816e-07 | -134.0596 | 5.0086e-08 | -146.0057 | -134.0596 | 134.0596 | 333.5336
333.6334 | 1.9576e-07 | -134.1654 | 4.8556e-08 | -146.2752 | -134.1654 | 134.1654 | 333.6334
333.7332 | 1.9335e-07 | -134.273 | 4.7055e-08 | -146.548 | -134.273 | 134.273 | 333.7332
333.833 | 1.9093e-07 | -134.3824 | 4.5582e-08 | -146.8241 | -134.3824 | 134.3824 | 333.833
333.9328 | 1.885e-07 | -134.4938 | 4.4139e-08 | -147.1035 | -134.4938 | 134.4938 | 333.9328
334.0326 | 1.8606e-07 | -134.6071 | 4.2725e-08 | -147.3863 | -134.6071 | 134.6071 | 334.0326
334.1324 | 1.8361e-07 | -134.7222 | 4.134e-08 | -147.6726 | -134.7222 | 134.7222 | 334.1324
334.2322 | 1.8115e-07 | -134.8393 | 3.9984e-08 | -147.9624 | -134.8393 | 134.8393 | 334.2322
334.332 | 1.7868e-07 | -134.9583 | 3.8656e-08 | -148.2556 | -134.9583 | 134.9583 | 334.332
334.4318 | 1.7621e-07 | -135.0793 | 3.7357e-08 | -148.5525 | -135.0793 | 135.0793 | 334.4318
334.5316 | 1.7374e-07 | -135.2021 | 3.6087e-08 | -148.853 | -135.2021 | 135.2021 | 334.5316
334.6314 | 1.7126e-07 | -135.327 | 3.4845e-08 | -149.1571 | -135.327 | 135.327 | 334.6314
334.7312 | 1.6878e-07 | -135.4538 | 3.3632e-08 | -149.4649 | -135.4538 | 135.4538 | 334.7312
334.831 | 1.6629e-07 | -135.5826 | 3.2447e-08 | -149.7766 | -135.5826 | 135.5826 | 334.831
334.9308 | 1.6381e-07 | -135.7133 | 3.129e-08 | -150.092 | -135.7133 | 135.7133 | 334.9308
335.0306 | 1.6132e-07 | -135.8461 | 3.016e-08 | -150.4113 | -135.8461 | 135.8461 | 335.0306
335.1304 | 1.5884e-07 | -135.9808 | 2.9058e-08 | -150.7345 | -135.9808 | 135.9808 | 335.1304
335.2302 | 1.5636e-07 | -136.1176 | 2.7984e-08 | -151.0618 | -136.1176 | 136.1176 | 335.2302
335.33 | 1.5388e-07 | -136.2564 | 2.6937e-08 | -151.393 | -136.2564 | 136.2564 | 335.33
335.4298 | 1.514e-07 | -136.3973 | 2.5917e-08 | -151.7284 | -136.3973 | 136.3973 | 335.4298
335.5296 | 1.4893e-07 | -136.5402 | 2.4923e-08 | -152.0679 | -136.5402 | 136.5402 | 335.5296
335.6294 | 1.4647e-07 | -136.6851 | 2.3956e-08 | -152.4117 | -136.6851 | 136.6851 | 335.6294
335.7292 | 1.4401e-07 | -136.8322 | 2.3015e-08 | -152.7597 | -136.8322 | 136.8322 | 335.7292
335.829 | 1.4156e-07 | -136.9813 | 2.21e-08 | -153.1121 | -136.9813 | 136.9813 | 335.829
335.9288 | 1.3911e-07 | -137.1326 | 2.1211e-08 | -153.469 | -137.1326 | 137.1326 | 335.9288
336.0286 | 1.3668e-07 | -137.2859 | 2.0346e-08 | -153.8303 | -137.2859 | 137.2859 | 336.0286
336.1284 | 1.3425e-07 | -137.4414 | 1.9507e-08 | -154.1962 | -137.4414 | 137.4414 | 336.1284
336.2282 | 1.3184e-07 | -137.599 | 1.8692e-08 | -154.5667 | -137.599 | 137.599 | 336.2282
336.328 | 1.2944e-07 | -137.7588 | 1.7902e-08 | -154.942 | -137.7588 | 137.7588 | 336.328
336.4278 | 1.2705e-07 | -137.9208 | 1.7135e-08 | -155.3221 | -137.9208 | 137.9208 | 336.4278
336.5276 | 1.2467e-07 | -138.085 | 1.6393e-08 | -155.707 | -138.085 | 138.085 | 336.5276
336.6274 | 1.223e-07 | -138.2513 | 1.5673e-08 | -156.097 | -138.2513 | 138.2513 | 336.6274
336.7272 | 1.1995e-07 | -138.4199 | 1.4976e-08 | -156.4919 | -138.4199 | 138.4199 | 336.7272
336.827 | 1.1762e-07 | -138.5907 | 1.4302e-08 | -156.8921 | -138.5907 | 138.5907 | 336.827
336.9268 | 1.1529e-07 | -138.7638 | 1.365e-08 | -157.2974 | -138.7638 | 138.7638 | 336.9268
337.0266 | 1.1299e-07 | -138.9392 | 1.3019e-08 | -157.7081 | -138.9392 | 138.9392 | 337.0266
337.1264 | 1.107e-07 | -139.1168 | 1.241e-08 | -158.1243 | -139.1168 | 139.1168 | 337.1264
337.2262 | 1.0843e-07 | -139.2967 | 1.1822e-08 | -158.5459 | -139.2967 | 139.2967 | 337.2262
337.326 | 1.0618e-07 | -139.479 | 1.1255e-08 | -158.9733 | -139.479 | 139.479 | 337.326
337.4258 | 1.0395e-07 | -139.6636 | 1.0707e-08 | -159.4063 | -139.6636 | 139.6636 | 337.4258
337.5256 | 1.0174e-07 | -139.8505 | 1.018e-08 | -159.8452 | -139.8505 | 139.8505 | 337.5256
337.6254 | 9.9542e-08 | -140.0399 | 9.6715e-09 | -160.2901 | -140.0399 | 140.0399 | 337.6254
337.7252 | 9.7369e-08 | -140.2316 | 9.1821e-09 | -160.7411 | -140.2316 | 140.2316 | 337.7252
337.825 | 9.5217e-08 | -140.4257 | 8.7113e-09 | -161.1983 | -140.4257 | 140.4257 | 337.825
337.9248 | 9.3086e-08 | -140.6223 | 8.2586e-09 | -161.6619 | -140.6223 | 140.6223 | 337.9248
338.0246 | 9.0977e-08 | -140.8214 | 7.8235e-09 | -162.132 | -140.8214 | 140.8214 | 338.0246
338.1244 | 8.889e-08 | -141.0229 | 7.4057e-09 | -162.6086 | -141.0229 | 141.0229 | 338.1244
338.2242 | 8.6827e-08 | -141.2269 | 7.0048e-09 | -163.0921 | -141.2269 | 141.2269 | 338.2242
338.324 | 8.4786e-08 | -141.4335 | 6.6203e-09 | -163.5824 | -141.4335 | 141.4335 | 338.324
338.4238 | 8.277e-08 | -141.6426 | 6.2518e-09 | -164.0799 | -141.6426 | 141.6426 | 338.4238
338.5236 | 8.0777e-08 | -141.8542 | 5.8989e-09 | -164.5845 | -141.8542 | 141.8542 | 338.5236
338.6234 | 7.8809e-08 | -142.0685 | 5.5612e-09 | -165.0966 | -142.0685 | 142.0685 | 338.6234
338.7232 | 7.6866e-08 | -142.2854 | 5.2383e-09 | -165.6162 | -142.2854 | 142.2854 | 338.7232
338.823 | 7.4947e-08 | -142.5049 | 4.9297e-09 | -166.1435 | -142.5049 | 142.5049 | 338.823
338.9228 | 7.3055e-08 | -142.7271 | 4.6351e-09 | -166.6788 | -142.7271 | 142.7271 | 338.9228
339.0226 | 7.1188e-08 | -142.9519 | 4.354e-09 | -167.2222 | -142.9519 | 142.9519 | 339.0226
339.1224 | 6.9346e-08 | -143.1795 | 4.086e-09 | -167.7739 | -143.1795 | 143.1795 | 339.1224
339.2222 | 6.7532e-08 | -143.4099 | 3.8308e-09 | -168.3342 | -143.4099 | 143.4099 | 339.2222
339.322 | 6.5743e-08 | -143.643 | 3.5879e-09 | -168.9032 | -143.643 | 143.643 | 339.322
339.4218 | 6.3982e-08 | -143.8789 | 3.3569e-09 | -169.4812 | -143.8789 | 143.8789 | 339.4218
339.5216 | 6.2247e-08 | -144.1176 | 3.1375e-09 | -170.0684 | -144.1176 | 144.1176 | 339.5216
339.6214 | 6.0539e-08 | -144.3592 | 2.9292e-09 | -170.6651 | -144.3592 | 144.3592 | 339.6214
339.7212 | 5.8859e-08 | -144.6037 | 2.7317e-09 | -171.2715 | -144.6037 | 144.6037 | 339.7212
339.821 | 5.7206e-08 | -144.8512 | 2.5445e-09 | -171.8879 | -144.8512 | 144.8512 | 339.821
339.9208 | 5.5581e-08 | -145.1015 | 2.3674e-09 | -172.5145 | -145.1015 | 145.1015 | 339.9208
340.0206 | 5.3983e-08 | -145.3549 | 2.2e-09 | -173.1517 | -145.3549 | 145.3549 | 340.0206
340.1204 | 5.2413e-08 | -145.6113 | 2.0418e-09 | -173.7998 | -145.6113 | 145.6113 | 340.1204
340.2202 | 5.087e-08 | -145.8707 | 1.8925e-09 | -174.4591 | -145.8707 | 145.8707 | 340.2202
340.32 | 4.9356e-08 | -146.1333 | 1.7519e-09 | -175.1299 | -146.1333 | 146.1333 | 340.32
340.4198 | 4.7869e-08 | -146.3989 | 1.6194e-09 | -175.8127 | -146.3989 | 146.3989 | 340.4198
340.5196 | 4.641e-08 | -146.6677 | 1.4949e-09 | -176.5076 | -146.6677 | 146.6677 | 340.5196
340.6194 | 4.4979e-08 | -146.9397 | 1.378e-09 | -177.2153 | -146.9397 | 146.9397 | 340.6194
340.7192 | 4.3576e-08 | -147.215 | 1.2682e-09 | -177.936 | -147.215 | 147.215 | 340.7192
340.819 | 4.2201e-08 | -147.4935 | 1.1654e-09 | -178.6702 | -147.4935 | 147.4935 | 340.819
340.9188 | 4.0854e-08 | -147.7754 | 1.0693e-09 | -179.4184 | -147.7754 | 147.7754 | 340.9188
341.0186 | 3.9534e-08 | -148.0606 | 9.7938e-10 | -180.181 | -148.0606 | 148.0606 | 341.0186
341.1184 | 3.8242e-08 | -148.3492 | 8.9552e-10 | -180.9585 | -148.3492 | 148.3492 | 341.1184
341.2182 | 3.6978e-08 | -148.6412 | 8.1738e-10 | -181.7516 | -148.6412 | 148.6412 | 341.2182
341.318 | 3.574e-08 | -148.9368 | 7.4468e-10 | -182.5606 | -148.9368 | 148.9368 | 341.318
341.4178 | 3.4531e-08 | -149.2359 | 6.7714e-10 | -183.3864 | -149.2359 | 149.2359 | 341.4178
341.5176 | 3.3348e-08 | -149.5385 | 6.1451e-10 | -184.2294 | -149.5385 | 149.5385 | 341.5176
341.6174 | 3.2193e-08 | -149.8448 | 5.5652e-10 | -185.0904 | -149.8448 | 149.8448 | 341.6174
341.7172 | 3.1064e-08 | -150.1548 | 5.0292e-10 | -185.97 | -150.1548 | 150.1548 | 341.7172
341.817 | 2.9962e-08 | -150.4685 | 4.5347e-10 | -186.8691 | -150.4685 | 150.4685 | 341.817
341.9168 | 2.8887e-08 | -150.786 | 4.0792e-10 | -187.7884 | -150.786 | 150.786 | 341.9168
342.0166 | 2.7838e-08 | -151.1073 | 3.6606e-10 | -188.7289 | -151.1073 | 151.1073 | 342.0166
342.1164 | 2.6815e-08 | -151.4325 | 3.2767e-10 | -189.6913 | -151.4325 | 151.4325 | 342.1164
342.2162 | 2.5818e-08 | -151.7617 | 2.9252e-10 | -190.6768 | -151.7617 | 151.7617 | 342.2162
342.316 | 2.4846e-08 | -152.0949 | 2.6042e-10 | -191.6864 | -152.0949 | 152.0949 | 342.316
342.4158 | 2.39e-08 | -152.4321 | 2.3118e-10 | -192.7211 | -152.4321 | 152.4321 | 342.4158
342.5156 | 2.2979e-08 | -152.7735 | 2.0459e-10 | -193.7823 | -152.7735 | 152.7735 | 342.5156
342.6154 | 2.2083e-08 | -153.119 | 1.8048e-10 | -194.8712 | -153.119 | 153.119 | 342.6154
342.7152 | 2.1211e-08 | -153.4688 | 1.5869e-10 | -195.9892 | -153.4688 | 153.4688 | 342.7152
342.815 | 2.0364e-08 | -153.8229 | 1.3903e-10 | -197.1379 | -153.8229 | 153.8229 | 342.815
342.9148 | 1.954e-08 | -154.1815 | 1.2135e-10 | -198.3189 | -154.1815 | 154.1815 | 342.9148
343.0146 | 1.874e-08 | -154.5444 | 1.0551e-10 | -199.534 | -154.5444 | 154.5444 | 343.0146
343.1144 | 1.7964e-08 | -154.912 | 9.1358e-11 | -200.7851 | -154.912 | 154.912 | 343.1144
343.2142 | 1.7211e-08 | -155.2841 | 7.8756e-11 | -202.0744 | -155.2841 | 155.2841 | 343.2142
343.314 | 1.648e-08 | -155.6609 | 6.7576e-11 | -203.4041 | -155.6609 | 155.6609 | 343.314
343.4138 | 1.5772e-08 | -156.0425 | 5.7698e-11 | -204.7768 | -156.0425 | 156.0425 | 343.4138
343.5136 | 1.5085e-08 | -156.4289 | 4.9004e-11 | -206.1953 | -156.4289 | 156.4289 | 343.5136
343.6134 | 1.4421e-08 | -156.8202 | 4.1388e-11 | -207.6626 | -156.8202 | 156.8202 | 343.6134
343.7132 | 1.3778e-08 | -157.2166 | 3.4745e-11 | -209.1822 | -157.2166 | 157.2166 | 343.7132
343.813 | 1.3155e-08 | -157.6181 | 2.8981e-11 | -210.7577 | -157.6181 | 157.6181 | 343.813
343.9128 | 1.2553e-08 | -158.0247 | 2.4007e-11 | -212.3934 | -158.0247 | 158.0247 | 343.9128
344.0126 | 1.1972e-08 | -158.4367 | 1.9738e-11 | -214.0939 | -158.4367 | 158.4367 | 344.0126
344.1124 | 1.141e-08 | -158.8541 | 1.6098e-11 | -215.8645 | -158.8541 | 158.8541 | 344.1124
344.2122 | 1.0868e-08 | -159.2769 | 1.3015e-11 | -217.711 | -159.2769 | 159.2769 | 344.2122
344.312 | 1.0345e-08 | -159.7054 | 1.0423e-11 | -219.6403 | -159.7054 | 159.7054 | 344.312
344.4118 | 9.8407e-09 | -160.1395 | 8.2605e-12 | -221.6599 | -160.1395 | 160.1395 | 344.4118
344.5116 | 9.3546e-09 | -160.5795 | 6.4725e-12 | -223.7786 | -160.5795 | 160.5795 | 344.5116
344.6114 | 8.8865e-09 | -161.0254 | 5.0081e-12 | -226.0065 | -161.0254 | 161.0254 | 344.6114
344.7112 | 8.4359e-09 | -161.4774 | 3.8215e-12 | -228.3553 | -161.4774 | 161.4774 | 344.7112
344.811 | 8.0025e-09 | -161.9355 | 2.8712e-12 | -230.8388 | -161.9355 | 161.9355 | 344.811
344.9108 | 7.5858e-09 | -162.4 | 2.12e-12 | -233.4733 | -162.4 | 162.4 | 344.9108
345.0106 | 7.1855e-09 | -162.8709 | 1.5349e-12 | -236.2782 | -162.8709 | 162.8709 | 345.0106
345.1104 | 6.8012e-09 | -163.3483 | 1.0868e-12 | -239.2768 | -163.3483 | 163.3483 | 345.1104
345.2102 | 6.4324e-09 | -163.8325 | 7.5007e-13 | -242.498 | -163.8325 | 163.8325 | 345.2102
345.31 | 6.0788e-09 | -164.3236 | 5.0251e-13 | -245.9771 | -164.3236 | 164.3236 | 345.31
345.4098 | 5.7401e-09 | -164.8217 | 3.2513e-13 | -249.7589 | -164.8217 | 164.8217 | 345.4098
345.5096 | 5.4157e-09 | -165.3269 | 2.0181e-13 | -253.9013 | -165.3269 | 165.3269 | 345.5096
345.6094 | 5.1053e-09 | -165.8395 | 1.1913e-13 | -258.4799 | -165.8395 | 165.8395 | 345.6094
345.7092 | 4.8086e-09 | -166.3596 | 6.6088e-14 | -263.5976 | -166.3596 | 166.3596 | 345.7092
345.809 | 4.5251e-09 | -166.8874 | 3.3891e-14 | -269.3983 | -166.8874 | 166.8874 | 345.809
345.9088 | 4.2544e-09 | -167.4231 | 1.568e-14 | -276.0929 | -167.4231 | 167.4231 | 345.9088
346.0086 | 3.9963e-09 | -167.9669 | 6.3038e-15 | -284.0079 | -167.9669 | 167.9669 | 346.0086
346.1084 | 3.7502e-09 | -168.5189 | 2.0677e-15 | -293.6903 | -168.5189 | 168.5189 | 346.1084
346.2082 | 3.5158e-09 | -169.0794 | 4.9183e-16 | -306.1637 | -169.0794 | 169.0794 | 346.2082
346.308 | 3.2928e-09 | -169.6486 | 6.5147e-17 | -323.7221 | -169.6486 | 169.6486 | 346.308
346.4078 | 3.0808e-09 | -170.2268 | 2.0768e-18 | -353.6519 | -170.2268 | 170.2268 | 346.4078
346.5076 | 2.8794e-09 | -170.814 | 9.1539e-29 | -560.7679 | -170.814 | 170.814 | 346.5076
346.6074 | 2.6882e-09 | -171.4107 | 1.9009e-18 | -354.4208 | -171.4107 | 171.4107 | 346.6074
346.7072 | 2.507e-09 | -172.017 | 6.2059e-17 | -324.144 | -172.017 | 172.017 | 346.7072
346.807 | 2.3353e-09 | -172.6333 | 4.7388e-16 | -306.4866 | -172.6333 | 172.6333 | 346.807
346.9068 | 2.1728e-09 | -173.2598 | 2.0008e-15 | -293.9761 | -173.2598 | 173.2598 | 346.9068
347.0066 | 2.0191e-09 | -173.8968 | 6.1083e-15 | -284.2816 | -173.8968 | 173.8968 | 347.0066
347.1064 | 1.874e-09 | -174.5445 | 1.5194e-14 | -276.3667 | -174.5445 | 174.5445 | 347.1064
347.2062 | 1.7371e-09 | -175.2034 | 3.2812e-14 | -269.6794 | -175.2034 | 175.2034 | 347.2062
347.306 | 1.6081e-09 | -175.8738 | 6.3897e-14 | -263.8904 | -175.8738 | 175.8738 | 347.306
347.4058 | 1.4866e-09 | -176.556 | 1.1498e-13 | -258.7874 | -176.556 | 176.556 | 347.4058
347.5056 | 1.3724e-09 | -177.2504 | 1.9441e-13 | -254.2254 | -177.2504 | 177.2504 | 347.5056
347.6054 | 1.2651e-09 | -177.9573 | 3.1256e-13 | -250.1013 | -177.9573 | 177.9573 | 347.6054
347.7052 | 1.1645e-09 | -178.6772 | 4.8201e-13 | -246.3388 | -178.6772 | 178.6772 | 347.7052
347.805 | 1.0702e-09 | -179.4106 | 7.178e-13 | -242.8799 | -179.4106 | 179.4106 | 347.805
347.9048 | 9.82e-10 | -180.1578 | 1.0376e-12 | -239.6797 | -180.1578 | 180.1578 | 347.9048
348.0046 | 8.9956e-10 | -180.9194 | 1.4618e-12 | -236.7025 | -180.9194 | 180.9194 | 348.0046
348.1044 | 8.2264e-10 | -181.6958 | 2.0138e-12 | -233.9195 | -181.6958 | 181.6958 | 348.1044
348.2042 | 7.5097e-10 | -182.4876 | 2.7204e-12 | -231.3072 | -182.4876 | 182.4876 | 348.2042
348.304 | 6.8428e-10 | -183.2953 | 3.6115e-12 | -228.8463 | -183.2953 | 183.2953 | 348.304
348.4038 | 6.2233e-10 | -184.1196 | 4.7205e-12 | -226.5202 | -184.1196 | 184.1196 | 348.4038
348.5036 | 5.6487e-10 | -184.961 | 6.0846e-12 | -224.3154 | -184.961 | 184.961 | 348.5036
348.6034 | 5.1167e-10 | -185.8203 | 7.7447e-12 | -222.2199 | -185.8203 | 185.8203 | 348.6034
348.7032 | 4.6248e-10 | -186.6981 | 9.7458e-12 | -220.2237 | -186.6981 | 186.6981 | 348.7032
348.803 | 4.171e-10 | -187.5952 | 1.2137e-11 | -218.3179 | -187.5952 | 187.5952 | 348.803
348.9028 | 3.753e-10 | -188.5124 | 1.4971e-11 | -216.495 | -188.5124 | 188.5124 | 348.9028
349.0026 | 3.3688e-10 | -189.4506 | 1.8306e-11 | -214.7481 | -189.4506 | 189.4506 | 349.0026
349.1024 | 3.0162e-10 | -190.4107 | 2.2204e-11 | -213.0714 | -190.4107 | 190.4107 | 349.1024
349.2022 | 2.6935e-10 | -191.3936 | 2.6731e-11 | -211.4597 | -191.3936 | 191.3936 | 349.2022
349.302 | 2.3987e-10 | -192.4004 | 3.1959e-11 | -209.9082 | -192.4004 | 192.4004 | 349.302
349.4018 | 2.1301e-10 | -193.4322 | 3.7963e-11 | -208.4127 | -193.4322 | 193.4322 | 349.4018
349.5016 | 1.8858e-10 | -194.4902 | 4.4826e-11 | -206.9695 | -194.4902 | 194.4902 | 349.5016
349.6014 | 1.6642e-10 | -195.5757 | 5.2631e-11 | -205.5752 | -195.5757 | 195.5757 | 349.6014
349.7012 | 1.4638e-10 | -196.6902 | 6.147e-11 | -204.2267 | -196.6902 | 196.6902 | 349.7012
349.801 | 1.2831e-10 | -197.835 | 7.1439e-11 | -202.9213 | -197.835 | 197.835 | 349.801
349.9008 | 1.1205e-10 | -199.0119 | 8.2639e-11 | -201.6563 | -199.0119 | 199.0119 | 349.9008
350.0006 | 9.747e-11 | -200.2226 | 9.5175e-11 | -200.4295 | -200.2226 | 200.2226 | 350.0006
350.1004 | 8.444e-11 | -201.469 | 1.0916e-10 | -199.2389 | -199.2389 | 199.2389 | 350.1004
350.2002 | 7.2835e-11 | -202.7532 | 1.2471e-10 | -198.0823 | -198.0823 | 198.0823 | 350.2002
350.3 | 6.2535e-11 | -204.0776 | 1.4194e-10 | -196.9581 | -196.9581 | 196.9581 | 350.3
350.3998 | 5.3429e-11 | -205.4445 | 1.6098e-10 | -195.8645 | -195.8645 | 195.8645 | 350.3998
350.4996 | 4.5411e-11 | -206.8567 | 1.8197e-10 | -194.8001 | -194.8001 | 194.8001 | 350.4996
350.5994 | 3.8382e-11 | -208.3174 | 2.0503e-10 | -193.7635 | -193.7635 | 193.7635 | 350.5994
350.6992 | 3.2249e-11 | -209.8297 | 2.3032e-10 | -192.7533 | -192.7533 | 192.7533 | 350.6992
350.799 | 2.6923e-11 | -211.3974 | 2.5798e-10 | -191.7683 | -191.7683 | 191.7683 | 350.799
350.8988 | 2.2324e-11 | -213.0246 | 2.8816e-10 | -190.8074 | -190.8074 | 190.8074 | 350.8988
350.9986 | 1.8374e-11 | -214.7159 | 3.2101e-10 | -189.8695 | -189.8695 | 189.8695 | 350.9986
351.0984 | 1.5003e-11 | -216.4765 | 3.5671e-10 | -188.9537 | -188.9537 | 188.9537 | 351.0984
351.1982 | 1.2145e-11 | -218.3122 | 3.9541e-10 | -188.059 | -188.059 | 188.059 | 351.1982
351.298 | 9.7392e-12 | -220.2296 | 4.3729e-10 | -187.1846 | -187.1846 | 187.1846 | 351.298
351.3978 | 7.7303e-12 | -222.2361 | 4.8252e-10 | -186.3296 | -186.3296 | 186.3296 | 351.3978
351.4976 | 6.0671e-12 | -224.3403 | 5.3129e-10 | -185.4933 | -185.4933 | 185.4933 | 351.4976
351.5974 | 4.7031e-12 | -226.5523 | 5.8378e-10 | -184.675 | -184.675 | 184.675 | 351.5974
351.6972 | 3.5961e-12 | -228.8833 | 6.4018e-10 | -183.874 | -183.874 | 183.874 | 351.6972
351.797 | 2.708e-12 | -231.3469 | 7.0068e-10 | -183.0896 | -183.0896 | 183.0896 | 351.797
351.8968 | 2.0047e-12 | -233.959 | 7.6548e-10 | -182.3213 | -182.3213 | 182.3213 | 351.8968
351.9966 | 1.4557e-12 | -236.7385 | 8.3479e-10 | -181.5685 | -181.5685 | 181.5685 | 351.9966
352.0964 | 1.0342e-12 | -239.7081 | 9.088e-10 | -180.8306 | -180.8306 | 180.8306 | 352.0964
352.1962 | 7.165e-13 | -242.8957 | 9.8773e-10 | -180.1072 | -180.1072 | 180.1072 | 352.1962
352.296 | 4.8219e-13 | -246.3357 | 1.0718e-09 | -179.3978 | -179.3978 | 179.3978 | 352.296
352.3958 | 3.1364e-13 | -250.0715 | 1.1612e-09 | -178.7018 | -178.7018 | 178.7018 | 352.3958
352.4956 | 1.9592e-13 | -254.1585 | 1.2562e-09 | -178.019 | -178.019 | 178.019 | 352.4956
352.5954 | 1.1655e-13 | -258.6696 | 1.3569e-09 | -177.3488 | -177.3488 | 177.3488 | 352.5954
352.6952 | 6.529e-14 | -263.7031 | 1.4637e-09 | -176.6908 | -176.6908 | 176.6908 | 352.6952
352.795 | 3.3901e-14 | -269.3958 | 1.5767e-09 | -176.0448 | -176.0448 | 176.0448 | 352.795
352.8948 | 1.5946e-14 | -275.9469 | 1.6962e-09 | -175.4103 | -175.4103 | 175.4103 | 352.8948
352.9946 | 6.5599e-15 | -283.6621 | 1.8224e-09 | -174.787 | -174.787 | 174.787 | 352.9946
353.0944 | 2.2268e-15 | -293.0465 | 1.9556e-09 | -174.1746 | -174.1746 | 174.1746 | 353.0944
353.1942 | 5.6049e-16 | -305.0287 | 2.0959e-09 | -173.5728 | -173.5728 | 173.5728 | 353.1942
353.294 | 8.2956e-17 | -321.6231 | 2.2436e-09 | -172.9812 | -172.9812 | 172.9812 | 353.294
353.3938 | 3.6313e-18 | -348.7987 | 2.3989e-09 | -172.3997 | -172.3997 | 172.3997 | 353.3938
353.4936 | 1.3913e-22 | -437.1316 | 2.5622e-09 | -171.8278 | -171.8278 | 171.8278 | 353.4936
353.5934 | 7.943e-19 | -362.0003 | 2.7335e-09 | -171.2655 | -171.2655 | 171.2655 | 353.5934
353.6932 | 3.8803e-17 | -328.2227 | 2.9133e-09 | -170.7123 | -170.7123 | 170.7123 | 353.6932
353.793 | 3.3634e-16 | -309.4643 | 3.1016e-09 | -170.1682 | -170.1682 | 170.1682 | 353.793
353.8928 | 1.511e-15 | -296.4147 | 3.2989e-09 | -169.6327 | -169.6327 | 169.6327 | 353.8928
353.9926 | 4.7863e-15 | -286.3999 | 3.5051e-09 | -169.1059 | -169.1059 | 169.1059 | 353.9926
354.0924 | 1.22e-14 | -278.2729 | 3.7208e-09 | -168.5873 | -168.5873 | 168.5873 | 354.0924
354.1922 | 2.6808e-14 | -271.4346 | 3.946e-09 | -168.0769 | -168.0769 | 168.0769 | 354.1922
354.292 | 5.289e-14 | -265.5325 | 4.181e-09 | -167.5744 | -167.5744 | 167.5744 | 354.292
354.3918 | 9.6142e-14 | -260.3417 | 4.426e-09 | -167.0797 | -167.0797 | 167.0797 | 354.3918
354.4916 | 1.6388e-13 | -255.7096 | 4.6814e-09 | -166.5925 | -166.5925 | 166.5925 | 354.4916
354.5914 | 2.6522e-13 | -251.528 | 4.9472e-09 | -166.1127 | -166.1127 | 166.1127 | 354.5914
354.6912 | 4.1127e-13 | -247.7175 | 5.2238e-09 | -165.6402 | -165.6402 | 165.6402 | 354.6912
354.791 | 6.1532e-13 | -244.2179 | 5.5114e-09 | -165.1747 | -165.1747 | 165.1747 | 354.791
354.8908 | 8.9302e-13 | -240.9828 | 5.8102e-09 | -164.7162 | -164.7162 | 164.7162 | 354.8908
354.9906 | 1.2625e-12 | -237.9752 | 6.1204e-09 | -164.2644 | -164.2644 | 164.2644 | 354.9906
355.0904 | 1.7447e-12 | -235.1656 | 6.4423e-09 | -163.8192 | -163.8192 | 163.8192 | 355.0904
355.1902 | 2.3633e-12 | -232.5298 | 6.776e-09 | -163.3806 | -163.3806 | 163.3806 | 355.1902
355.29 | 3.145e-12 | -230.0477 | 7.1218e-09 | -162.9482 | -162.9482 | 162.9482 | 355.29
355.3898 | 4.1197e-12 | -227.7028 | 7.4799e-09 | -162.5221 | -162.5221 | 162.5221 | 355.3898
355.4896 | 5.3206e-12 | -225.4808 | 7.8504e-09 | -162.1021 | -162.1021 | 162.1021 | 355.4896
355.5894 | 6.7845e-12 | -223.3697 | 8.2337e-09 | -161.6881 | -161.6881 | 161.6881 | 355.5894
355.6892 | 8.5514e-12 | -221.3592 | 8.6298e-09 | -161.28 | -161.28 | 161.28 | 355.6892
355.789 | 1.0666e-11 | -219.4403 | 9.039e-09 | -160.8776 | -160.8776 | 160.8776 | 355.789
355.8888 | 1.3175e-11 | -217.6053 | 9.4615e-09 | -160.4808 | -160.4808 | 160.4808 | 355.8888
355.9886 | 1.613e-11 | -215.8472 | 9.8974e-09 | -160.0896 | -160.0896 | 160.0896 | 355.9886
356.0884 | 1.9588e-11 | -214.1601 | 1.0347e-08 | -159.7038 | -159.7038 | 159.7038 | 356.0884
356.1882 | 2.3609e-11 | -212.5386 | 1.081e-08 | -159.3234 | -159.3234 | 159.3234 | 356.1882
356.288 | 2.8256e-11 | -210.9779 | 1.1287e-08 | -158.9482 | -158.9482 | 158.9482 | 356.288
356.3878 | 3.3598e-11 | -209.4738 | 1.1779e-08 | -158.5781 | -158.5781 | 158.5781 | 356.3878
356.4876 | 3.9708e-11 | -208.0225 | 1.2284e-08 | -158.2131 | -158.2131 | 158.2131 | 356.4876
356.5874 | 4.6663e-11 | -206.6205 | 1.2804e-08 | -157.8531 | -157.8531 | 157.8531 | 356.5874
356.6872 | 5.4546e-11 | -205.2647 | 1.3338e-08 | -157.4979 | -157.4979 | 157.4979 | 356.6872
356.787 | 6.3443e-11 | -203.9523 | 1.3887e-08 | -157.1476 | -157.1476 | 157.1476 | 356.787
356.8868 | 7.3445e-11 | -202.6808 | 1.4451e-08 | -156.802 | -156.802 | 156.802 | 356.8868
356.9866 | 8.4648e-11 | -201.4477 | 1.503e-08 | -156.461 | -156.461 | 156.461 | 356.9866
357.0864 | 9.7152e-11 | -200.251 | 1.5623e-08 | -156.1246 | -156.1246 | 156.1246 | 357.0864
357.1862 | 1.1106e-10 | -199.0886 | 1.6232e-08 | -155.7927 | -155.7927 | 155.7927 | 357.1862
357.286 | 1.2649e-10 | -197.9588 | 1.6855e-08 | -155.4652 | -155.4652 | 155.4652 | 357.286
357.3858 | 1.4355e-10 | -196.8598 | 1.7494e-08 | -155.1421 | -155.1421 | 155.1421 | 357.3858
357.4856 | 1.6236e-10 | -195.7902 | 1.8148e-08 | -154.8233 | -154.8233 | 154.8233 | 357.4856
357.5854 | 1.8305e-10 | -194.7486 | 1.8818e-08 | -154.5087 | -154.5087 | 154.5087 | 357.5854
357.6852 | 2.0574e-10 | -193.7335 | 1.9502e-08 | -154.1983 | -154.1983 | 154.1983 | 357.6852
357.785 | 2.3057e-10 | -192.7438 | 2.0202e-08 | -153.892 | -153.892 | 153.892 | 357.785
357.8848 | 2.5768e-10 | -191.7783 | 2.0918e-08 | -153.5897 | -153.5897 | 153.5897 | 357.8848
357.9846 | 2.8721e-10 | -190.836 | 2.1649e-08 | -153.2914 | -153.2914 | 153.2914 | 357.9846
358.0844 | 3.1931e-10 | -189.9158 | 2.2395e-08 | -152.9971 | -152.9971 | 152.9971 | 358.0844
358.1842 | 3.5413e-10 | -189.0169 | 2.3156e-08 | -152.7066 | -152.7066 | 152.7066 | 358.1842
358.284 | 3.9182e-10 | -188.1383 | 2.3933e-08 | -152.4199 | -152.4199 | 152.4199 | 358.284
358.3838 | 4.3255e-10 | -187.2792 | 2.4726e-08 | -152.137 | -152.137 | 152.137 | 358.3838
358.4836 | 4.7649e-10 | -186.4389 | 2.5533e-08 | -151.8579 | -151.8579 | 151.8579 | 358.4836
358.5834 | 5.238e-10 | -185.6167 | 2.6356e-08 | -151.5823 | -151.5823 | 151.5823 | 358.5834
358.6832 | 5.7466e-10 | -184.8118 | 2.7194e-08 | -151.3105 | -151.3105 | 151.3105 | 358.6832
358.783 | 6.2924e-10 | -184.0237 | 2.8047e-08 | -151.0421 | -151.0421 | 151.0421 | 358.783
358.8828 | 6.8773e-10 | -183.2517 | 2.8916e-08 | -150.7773 | -150.7773 | 150.7773 | 358.8828
358.9826 | 7.5031e-10 | -182.4952 | 2.9799e-08 | -150.516 | -150.516 | 150.516 | 358.9826
359.0824 | 8.1717e-10 | -181.7537 | 3.0697e-08 | -150.2582 | -150.2582 | 150.2582 | 359.0824
359.1822 | 8.8851e-10 | -181.0267 | 3.1609e-08 | -150.0037 | -150.0037 | 150.0037 | 359.1822
359.282 | 9.6452e-10 | -180.3138 | 3.2537e-08 | -149.7526 | -149.7526 | 149.7526 | 359.282
359.3818 | 1.0454e-09 | -179.6143 | 3.3478e-08 | -149.5047 | -149.5047 | 149.5047 | 359.3818
359.4816 | 1.1314e-09 | -178.928 | 3.4434e-08 | -149.2602 | -149.2602 | 149.2602 | 359.4816
359.5814 | 1.2226e-09 | -178.2544 | 3.5404e-08 | -149.0189 | -149.0189 | 149.0189 | 359.5814
359.6812 | 1.3193e-09 | -177.5931 | 3.6388e-08 | -148.7808 | -148.7808 | 148.7808 | 359.6812
359.781 | 1.4217e-09 | -176.9437 | 3.7386e-08 | -148.5459 | -148.5459 | 148.5459 | 359.781
359.8808 | 1.53e-09 | -176.3059 | 3.8397e-08 | -148.3141 | -148.3141 | 148.3141 | 359.8808
359.9806 | 1.6445e-09 | -175.6793 | 3.9422e-08 | -148.0853 | -148.0853 | 148.0853 | 359.9806
360.0804 | 1.7653e-09 | -175.0636 | 4.0459e-08 | -147.8597 | -147.8597 | 147.8597 | 360.0804
360.1802 | 1.8927e-09 | -174.4585 | 4.151e-08 | -147.637 | -147.637 | 147.637 | 360.1802
360.28 | 2.0268e-09 | -173.8637 | 4.2573e-08 | -147.4174 | -147.4174 | 147.4174 | 360.28
360.3798 | 2.168e-09 | -173.2789 | 4.3648e-08 | -147.2007 | -147.2007 | 147.2007 | 360.3798
360.4796 | 2.3164e-09 | -172.7038 | 4.4736e-08 | -146.9869 | -146.9869 | 146.9869 | 360.4796
360.5794 | 2.4722e-09 | -172.1383 | 4.5835e-08 | -146.776 | -146.776 | 146.776 | 360.5794
360.6792 | 2.6357e-09 | -171.5819 | 4.6946e-08 | -146.568 | -146.568 | 146.568 | 360.6792
360.779 | 2.8072e-09 | -171.0346 | 4.8068e-08 | -146.3629 | -146.3629 | 146.3629 | 360.779
360.8788 | 2.9868e-09 | -170.496 | 4.9201e-08 | -146.1605 | -146.1605 | 146.1605 | 360.8788
360.9786 | 3.1747e-09 | -169.9659 | 5.0344e-08 | -145.961 | -145.961 | 145.961 | 360.9786
361.0784 | 3.3712e-09 | -169.4442 | 5.1498e-08 | -145.7642 | -145.7642 | 145.7642 | 361.0784
361.1782 | 3.5766e-09 | -168.9306 | 5.2662e-08 | -145.5701 | -145.5701 | 145.5701 | 361.1782
361.278 | 3.791e-09 | -168.4249 | 5.3835e-08 | -145.3787 | -145.3787 | 145.3787 | 361.278
361.3778 | 4.0147e-09 | -167.927 | 5.5017e-08 | -145.19 | -145.19 | 145.19 | 361.3778
361.4776 | 4.2478e-09 | -167.4367 | 5.6209e-08 | -145.004 | -145.004 | 145.004 | 361.4776
361.5774 | 4.4907e-09 | -166.9538 | 5.7408e-08 | -144.8205 | -144.8205 | 144.8205 | 361.5774
361.6772 | 4.7435e-09 | -166.478 | 5.8616e-08 | -144.6397 | -144.6397 | 144.6397 | 361.6772
361.777 | 5.0065e-09 | -166.0094 | 5.9831e-08 | -144.4615 | -144.4615 | 144.4615 | 361.777
361.8768 | 5.2798e-09 | -165.5477 | 6.1053e-08 | -144.2858 | -144.2858 | 144.2858 | 361.8768
361.9766 | 5.5637e-09 | -165.0927 | 6.2282e-08 | -144.1127 | -144.1127 | 144.1127 | 361.9766
362.0764 | 5.8585e-09 | -164.6443 | 6.3518e-08 | -143.9421 | -143.9421 | 143.9421 | 362.0764
362.1762 | 6.1642e-09 | -164.2025 | 6.4759e-08 | -143.774 | -143.774 | 143.774 | 362.1762
362.276 | 6.4812e-09 | -163.7669 | 6.6006e-08 | -143.6084 | -143.6084 | 143.6084 | 362.276
362.3758 | 6.8095e-09 | -163.3376 | 6.7258e-08 | -143.4452 | -143.4452 | 143.4452 | 362.3758
362.4756 | 7.1495e-09 | -162.9144 | 6.8514e-08 | -143.2844 | -143.2844 | 143.2844 | 362.4756
362.5754 | 7.5014e-09 | -162.4972 | 6.9774e-08 | -143.1261 | -143.1261 | 143.1261 | 362.5754
362.6752 | 7.8652e-09 | -162.0858 | 7.1038e-08 | -142.9702 | -142.9702 | 142.9702 | 362.6752
362.775 | 8.2412e-09 | -161.6801 | 7.2305e-08 | -142.8166 | -142.8166 | 142.8166 | 362.775
362.8748 | 8.6297e-09 | -161.2801 | 7.3575e-08 | -142.6654 | -142.6654 | 142.6654 | 362.8748
362.9746 | 9.0306e-09 | -160.8856 | 7.4847e-08 | -142.5166 | -142.5166 | 142.5166 | 362.9746
363.0744 | 9.4443e-09 | -160.4966 | 7.612e-08 | -142.37 | -142.37 | 142.37 | 363.0744
363.1742 | 9.8709e-09 | -160.1128 | 7.7394e-08 | -142.2258 | -142.2258 | 142.2258 | 363.1742
363.274 | 1.0311e-08 | -159.7343 | 7.8669e-08 | -142.0839 | -142.0839 | 142.0839 | 363.274
363.3738 | 1.0763e-08 | -159.3609 | 7.9944e-08 | -141.9443 | -141.9443 | 141.9443 | 363.3738
363.4736 | 1.123e-08 | -158.9926 | 8.1219e-08 | -141.8069 | -141.8069 | 141.8069 | 363.4736
363.5734 | 1.171e-08 | -158.6292 | 8.2492e-08 | -141.6717 | -141.6717 | 141.6717 | 363.5734
363.6732 | 1.2203e-08 | -158.2707 | 8.3764e-08 | -141.5388 | -141.5388 | 141.5388 | 363.6732
363.773 | 1.271e-08 | -157.917 | 8.5034e-08 | -141.4081 | -141.4081 | 141.4081 | 363.773
363.8728 | 1.3231e-08 | -157.568 | 8.6302e-08 | -141.2796 | -141.2796 | 141.2796 | 363.8728
363.9726 | 1.3766e-08 | -157.2236 | 8.7566e-08 | -141.1533 | -141.1533 | 141.1533 | 363.9726
364.0724 | 1.4316e-08 | -156.8838 | 8.8827e-08 | -141.0291 | -141.0291 | 141.0291 | 364.0724
364.1722 | 1.4879e-08 | -156.5485 | 9.0083e-08 | -140.9072 | -140.9072 | 140.9072 | 364.1722
364.272 | 1.5457e-08 | -156.2175 | 9.1334e-08 | -140.7873 | -140.7873 | 140.7873 | 364.272
364.3718 | 1.6049e-08 | -155.8909 | 9.258e-08 | -140.6696 | -140.6696 | 140.6696 | 364.3718
364.4716 | 1.6656e-08 | -155.5686 | 9.3821e-08 | -140.554 | -140.554 | 140.554 | 364.4716
364.5714 | 1.7277e-08 | -155.2505 | 9.5054e-08 | -140.4405 | -140.4405 | 140.4405 | 364.5714
364.6712 | 1.7913e-08 | -154.9366 | 9.6281e-08 | -140.3292 | -140.3292 | 140.3292 | 364.6712
364.771 | 1.8564e-08 | -154.6267 | 9.7501e-08 | -140.2199 | -140.2199 | 140.2199 | 364.771
364.8708 | 1.9229e-08 | -154.3209 | 9.8712e-08 | -140.1126 | -140.1126 | 140.1126 | 364.8708
364.9706 | 1.9909e-08 | -154.019 | 9.9914e-08 | -140.0075 | -140.0075 | 140.0075 | 364.9706
365.0704 | 2.0604e-08 | -153.721 | 1.0111e-07 | -139.9043 | -139.9043 | 139.9043 | 365.0704
365.1702 | 2.1313e-08 | -153.4269 | 1.0229e-07 | -139.8032 | -139.8032 | 139.8032 | 365.1702
365.27 | 2.2038e-08 | -153.1366 | 1.0346e-07 | -139.7042 | -139.7042 | 139.7042 | 365.27
365.3698 | 2.2777e-08 | -152.85 | 1.0463e-07 | -139.6072 | -139.6072 | 139.6072 | 365.3698
365.4696 | 2.3531e-08 | -152.5672 | 1.0578e-07 | -139.5121 | -139.5121 | 139.5121 | 365.4696
365.5694 | 2.43e-08 | -152.2879 | 1.0692e-07 | -139.4191 | -139.4191 | 139.4191 | 365.5694
365.6692 | 2.5083e-08 | -152.0123 | 1.0804e-07 | -139.328 | -139.328 | 139.328 | 365.6692
365.769 | 2.5881e-08 | -151.7402 | 1.0916e-07 | -139.239 | -139.239 | 139.239 | 365.769
365.8688 | 2.6694e-08 | -151.4716 | 1.1026e-07 | -139.1519 | -139.1519 | 139.1519 | 365.8688
365.9686 | 2.7522e-08 | -151.2065 | 1.1134e-07 | -139.0667 | -139.0667 | 139.0667 | 365.9686
366.0684 | 2.8363e-08 | -150.9448 | 1.1241e-07 | -138.9835 | -138.9835 | 138.9835 | 366.0684
366.1682 | 2.922e-08 | -150.6865 | 1.1347e-07 | -138.9023 | -138.9023 | 138.9023 | 366.1682
366.268 | 3.009e-08 | -150.4315 | 1.1451e-07 | -138.823 | -138.823 | 138.823 | 366.268
366.3678 | 3.0975e-08 | -150.1798 | 1.1554e-07 | -138.7456 | -138.7456 | 138.7456 | 366.3678
366.4676 | 3.1874e-08 | -149.9313 | 1.1655e-07 | -138.6701 | -138.6701 | 138.6701 | 366.4676
366.5674 | 3.2787e-08 | -149.6861 | 1.1754e-07 | -138.5966 | -138.5966 | 138.5966 | 366.5674
366.6672 | 3.3713e-08 | -149.444 | 1.1851e-07 | -138.5249 | -138.5249 | 138.5249 | 366.6672
366.767 | 3.4653e-08 | -149.2051 | 1.1947e-07 | -138.4551 | -138.4551 | 138.4551 | 366.767
366.8668 | 3.5607e-08 | -148.9692 | 1.204e-07 | -138.3873 | -138.3873 | 138.3873 | 366.8668
366.9666 | 3.6574e-08 | -148.7365 | 1.2132e-07 | -138.3213 | -138.3213 | 138.3213 | 366.9666
367.0664 | 3.7555e-08 | -148.5067 | 1.2222e-07 | -138.2572 | -138.2572 | 138.2572 | 367.0664
367.1662 | 3.8548e-08 | -148.28 | 1.231e-07 | -138.1949 | -138.1949 | 138.1949 | 367.1662
367.266 | 3.9554e-08 | -148.0562 | 1.2396e-07 | -138.1345 | -138.1345 | 138.1345 | 367.266
367.3658 | 4.0573e-08 | -147.8354 | 1.248e-07 | -138.076 | -138.076 | 138.076 | 367.3658
367.4656 | 4.1603e-08 | -147.6174 | 1.2561e-07 | -138.0193 | -138.0193 | 138.0193 | 367.4656
367.5654 | 4.2646e-08 | -147.4023 | 1.2641e-07 | -137.9645 | -137.9645 | 137.9645 | 367.5654
367.6652 | 4.3701e-08 | -147.1901 | 1.2718e-07 | -137.9115 | -137.9115 | 137.9115 | 367.6652
367.765 | 4.4768e-08 | -146.9807 | 1.2793e-07 | -137.8604 | -137.8604 | 137.8604 | 367.765
367.8648 | 4.5846e-08 | -146.7741 | 1.2866e-07 | -137.811 | -137.811 | 137.811 | 367.8648
367.9646 | 4.6934e-08 | -146.5702 | 1.2937e-07 | -137.7635 | -137.7635 | 137.7635 | 367.9646
368.0644 | 4.8034e-08 | -146.369 | 1.3005e-07 | -137.7178 | -137.7178 | 137.7178 | 368.0644
368.1642 | 4.9144e-08 | -146.1706 | 1.3071e-07 | -137.6739 | -137.6739 | 137.6739 | 368.1642
368.264 | 5.0264e-08 | -145.9748 | 1.3134e-07 | -137.6319 | -137.6319 | 137.6319 | 368.264
368.3638 | 5.1395e-08 | -145.7817 | 1.3195e-07 | -137.5916 | -137.5916 | 137.5916 | 368.3638
368.4636 | 5.2534e-08 | -145.5912 | 1.3254e-07 | -137.5531 | -137.5531 | 137.5531 | 368.4636
368.5634 | 5.3683e-08 | -145.4033 | 1.331e-07 | -137.5164 | -137.5164 | 137.5164 | 368.5634
368.6632 | 5.4841e-08 | -145.2179 | 1.3364e-07 | -137.4816 | -137.4816 | 137.4816 | 368.6632
368.763 | 5.6007e-08 | -145.0352 | 1.3415e-07 | -137.4485 | -137.4485 | 137.4485 | 368.763
368.8628 | 5.7181e-08 | -144.8549 | 1.3463e-07 | -137.4172 | -137.4172 | 137.4172 | 368.8628
368.9626 | 5.8363e-08 | -144.6772 | 1.3509e-07 | -137.3876 | -137.3876 | 137.3876 | 368.9626
369.0624 | 5.9553e-08 | -144.5019 | 1.3552e-07 | -137.3599 | -137.3599 | 137.3599 | 369.0624
369.1622 | 6.0749e-08 | -144.3292 | 1.3593e-07 | -137.3339 | -137.3339 | 137.3339 | 369.1622
369.262 | 6.1953e-08 | -144.1588 | 1.3631e-07 | -137.3097 | -137.3097 | 137.3097 | 369.262
369.3618 | 6.3162e-08 | -143.9909 | 1.3666e-07 | -137.2872 | -137.2872 | 137.2872 | 369.3618
369.4616 | 6.4377e-08 | -143.8254 | 1.3698e-07 | -137.2665 | -137.2665 | 137.2665 | 369.4616
369.5614 | 6.5597e-08 | -143.6623 | 1.3728e-07 | -137.2476 | -137.2476 | 137.2476 | 369.5614
369.6612 | 6.6823e-08 | -143.5015 | 1.3756e-07 | -137.2305 | -137.2305 | 137.2305 | 369.6612
369.761 | 6.8053e-08 | -143.3431 | 1.378e-07 | -137.2151 | -137.2151 | 137.2151 | 369.761
369.8608 | 6.9287e-08 | -143.187 | 1.3802e-07 | -137.2014 | -137.2014 | 137.2014 | 369.8608
369.9606 | 7.0524e-08 | -143.0332 | 1.3821e-07 | -137.1895 | -137.1895 | 137.1895 | 369.9606
370.0604 | 7.1765e-08 | -142.8818 | 1.3837e-07 | -137.1794 | -137.1794 | 137.1794 | 370.0604
370.1602 | 7.3008e-08 | -142.7326 | 1.385e-07 | -137.171 | -137.171 | 137.171 | 370.1602
370.26 | 7.4254e-08 | -142.5856 | 1.3861e-07 | -137.1643 | -137.1643 | 137.1643 | 370.26
370.3598 | 7.5501e-08 | -142.4409 | 1.3868e-07 | -137.1594 | -137.1594 | 137.1594 | 370.3598
370.4596 | 7.675e-08 | -142.2984 | 1.3873e-07 | -137.1563 | -137.1563 | 137.1563 | 370.4596
370.5594 | 7.8e-08 | -142.1581 | 1.3876e-07 | -137.1549 | -137.1549 | 137.1549 | 370.5594
370.6592 | 7.9249e-08 | -142.0201 | 1.3875e-07 | -137.1552 | -137.1552 | 137.1552 | 370.6592
370.759 | 8.0499e-08 | -141.8842 | 1.3872e-07 | -137.1573 | -137.1573 | 137.1573 | 370.759
370.8588 | 8.1748e-08 | -141.7504 | 1.3866e-07 | -137.1611 | -137.1611 | 137.1611 | 370.8588
370.9586 | 8.2996e-08 | -141.6189 | 1.3857e-07 | -137.1666 | -137.1666 | 137.1666 | 370.9586
371.0584 | 8.4242e-08 | -141.4894 | 1.3845e-07 | -137.1739 | -137.1739 | 137.1739 | 371.0584
371.1582 | 8.5486e-08 | -141.3621 | 1.3831e-07 | -137.183 | -137.183 | 137.183 | 371.1582
371.258 | 8.6727e-08 | -141.2369 | 1.3814e-07 | -137.1937 | -137.1937 | 137.1937 | 371.258
371.3578 | 8.7965e-08 | -141.1138 | 1.3794e-07 | -137.2062 | -137.2062 | 137.2062 | 371.3578
371.4576 | 8.92e-08 | -140.9927 | 1.3771e-07 | -137.2205 | -137.2205 | 137.2205 | 371.4576
371.5574 | 9.043e-08 | -140.8738 | 1.3746e-07 | -137.2365 | -137.2365 | 137.2365 | 371.5574
371.6572 | 9.1655e-08 | -140.7569 | 1.3718e-07 | -137.2542 | -137.2542 | 137.2542 | 371.6572
371.757 | 9.2875e-08 | -140.642 | 1.3687e-07 | -137.2737 | -137.2737 | 137.2737 | 371.757
371.8568 | 9.409e-08 | -140.5292 | 1.3654e-07 | -137.2949 | -137.2949 | 137.2949 | 371.8568
371.9566 | 9.5298e-08 | -140.4184 | 1.3618e-07 | -137.3178 | -137.3178 | 137.3178 | 371.9566
372.0564 | 9.6499e-08 | -140.3096 | 1.3579e-07 | -137.3425 | -137.3425 | 137.3425 | 372.0564
372.1562 | 9.7693e-08 | -140.2028 | 1.3538e-07 | -137.369 | -137.369 | 137.369 | 372.1562
372.256 | 9.8878e-08 | -140.098 | 1.3494e-07 | -137.3972 | -137.3972 | 137.3972 | 372.256
372.3558 | 1.0006e-07 | -139.9951 | 1.3448e-07 | -137.4271 | -137.4271 | 137.4271 | 372.3558
372.4556 | 1.0122e-07 | -139.8943 | 1.3399e-07 | -137.4588 | -137.4588 | 137.4588 | 372.4556
372.5554 | 1.0238e-07 | -139.7954 | 1.3347e-07 | -137.4922 | -137.4922 | 137.4922 | 372.5554
372.6552 | 1.0353e-07 | -139.6984 | 1.3293e-07 | -137.5274 | -137.5274 | 137.5274 | 372.6552
372.755 | 1.0467e-07 | -139.6034 | 1.3237e-07 | -137.5643 | -137.5643 | 137.5643 | 372.755
372.8548 | 1.058e-07 | -139.5103 | 1.3178e-07 | -137.603 | -137.603 | 137.603 | 372.8548
372.9546 | 1.0692e-07 | -139.4191 | 1.3117e-07 | -137.6434 | -137.6434 | 137.6434 | 372.9546
373.0544 | 1.0802e-07 | -139.3299 | 1.3053e-07 | -137.6856 | -137.6856 | 137.6856 | 373.0544
373.1542 | 1.0911e-07 | -139.2425 | 1.2987e-07 | -137.7296 | -137.7296 | 137.7296 | 373.1542
373.254 | 1.1019e-07 | -139.157 | 1.2919e-07 | -137.7753 | -137.7753 | 137.7753 | 373.254
373.3538 | 1.1126e-07 | -139.0734 | 1.2849e-07 | -137.8228 | -137.8228 | 137.8228 | 373.3538
373.4536 | 1.1231e-07 | -138.9917 | 1.2776e-07 | -137.8721 | -137.8721 | 137.8721 | 373.4536
373.5534 | 1.1335e-07 | -138.9119 | 1.2701e-07 | -137.9231 | -137.9231 | 137.9231 | 373.5534
373.6532 | 1.1437e-07 | -138.8339 | 1.2624e-07 | -137.9759 | -137.9759 | 137.9759 | 373.6532
373.753 | 1.1538e-07 | -138.7577 | 1.2545e-07 | -138.0305 | -138.0305 | 138.0305 | 373.753
373.8528 | 1.1637e-07 | -138.6835 | 1.2464e-07 | -138.0869 | -138.0869 | 138.0869 | 373.8528
373.9526 | 1.1734e-07 | -138.611 | 1.2381e-07 | -138.1451 | -138.1451 | 138.1451 | 373.9526
374.0524 | 1.183e-07 | -138.5404 | 1.2296e-07 | -138.205 | -138.205 | 138.205 | 374.0524
374.1522 | 1.1924e-07 | -138.4716 | 1.2208e-07 | -138.2668 | -138.2668 | 138.2668 | 374.1522
374.252 | 1.2016e-07 | -138.4046 | 1.2119e-07 | -138.3303 | -138.3303 | 138.3303 | 374.252
374.3518 | 1.2107e-07 | -138.3394 | 1.2029e-07 | -138.3957 | -138.3394 | 138.3394 | 374.3518
374.4516 | 1.2195e-07 | -138.276 | 1.1936e-07 | -138.4629 | -138.276 | 138.276 | 374.4516
374.5514 | 1.2282e-07 | -138.2145 | 1.1842e-07 | -138.5318 | -138.2145 | 138.2145 | 374.5514
374.6512 | 1.2367e-07 | -138.1547 | 1.1745e-07 | -138.6026 | -138.1547 | 138.1547 | 374.6512
374.751 | 1.245e-07 | -138.0967 | 1.1648e-07 | -138.6753 | -138.0967 | 138.0967 | 374.751
374.8508 | 1.2531e-07 | -138.0405 | 1.1548e-07 | -138.7497 | -138.0405 | 138.0405 | 374.8508
374.9506 | 1.261e-07 | -137.986 | 1.1447e-07 | -138.826 | -137.986 | 137.986 | 374.9506
375.0504 | 1.2686e-07 | -137.9333 | 1.1345e-07 | -138.9041 | -137.9333 | 137.9333 | 375.0504
375.1502 | 1.2761e-07 | -137.8824 | 1.1241e-07 | -138.984 | -137.8824 | 137.8824 | 375.1502
375.25 | 1.2833e-07 | -137.8333 | 1.1135e-07 | -139.0659 | -137.8333 | 137.8333 | 375.25
375.3498 | 1.2903e-07 | -137.7859 | 1.1029e-07 | -139.1495 | -137.7859 | 137.7859 | 375.3498
375.4496 | 1.2971e-07 | -137.7402 | 1.0921e-07 | -139.2351 | -137.7402 | 137.7402 | 375.4496
375.5494 | 1.3037e-07 | -137.6963 | 1.0811e-07 | -139.3224 | -137.6963 | 137.6963 | 375.5494
375.6492 | 1.3101e-07 | -137.6541 | 1.0701e-07 | -139.4117 | -137.6541 | 137.6541 | 375.6492
375.749 | 1.3162e-07 | -137.6137 | 1.0589e-07 | -139.5029 | -137.6137 | 137.6137 | 375.749
375.8488 | 1.3221e-07 | -137.575 | 1.0476e-07 | -139.5959 | -137.575 | 137.575 | 375.8488
375.9486 | 1.3277e-07 | -137.538 | 1.0362e-07 | -139.6909 | -137.538 | 137.538 | 375.9486
376.0484 | 1.3331e-07 | -137.5028 | 1.0247e-07 | -139.7877 | -137.5028 | 137.5028 | 376.0484
376.1482 | 1.3383e-07 | -137.4692 | 1.0132e-07 | -139.8864 | -137.4692 | 137.4692 | 376.1482
376.248 | 1.3432e-07 | -137.4374 | 1.0015e-07 | -139.9871 | -137.4374 | 137.4374 | 376.248
376.3478 | 1.3478e-07 | -137.4073 | 9.8972e-08 | -140.0897 | -137.4073 | 137.4073 | 376.3478
376.4476 | 1.3522e-07 | -137.3789 | 9.7789e-08 | -140.1942 | -137.3789 | 137.3789 | 376.4476
376.5474 | 1.3564e-07 | -137.3522 | 9.6597e-08 | -140.3007 | -137.3522 | 137.3522 | 376.5474
376.6472 | 1.3603e-07 | -137.3272 | 9.5399e-08 | -140.4091 | -137.3272 | 137.3272 | 376.6472
376.747 | 1.364e-07 | -137.304 | 9.4194e-08 | -140.5195 | -137.304 | 137.304 | 376.747
376.8468 | 1.3674e-07 | -137.2824 | 9.2984e-08 | -140.6319 | -137.2824 | 137.2824 | 376.8468
376.9466 | 1.3705e-07 | -137.2625 | 9.1768e-08 | -140.7462 | -137.2625 | 137.2625 | 376.9466
377.0464 | 1.3734e-07 | -137.2443 | 9.0547e-08 | -140.8625 | -137.2443 | 137.2443 | 377.0464
377.1462 | 1.376e-07 | -137.2278 | 8.9322e-08 | -140.9808 | -137.2278 | 137.2278 | 377.1462
377.246 | 1.3783e-07 | -137.2129 | 8.8093e-08 | -141.1012 | -137.2129 | 137.2129 | 377.246
377.3458 | 1.3804e-07 | -137.1998 | 8.6861e-08 | -141.2235 | -137.1998 | 137.1998 | 377.3458
377.4456 | 1.3822e-07 | -137.1883 | 8.5626e-08 | -141.3479 | -137.1883 | 137.1883 | 377.4456
377.5454 | 1.3838e-07 | -137.1786 | 8.4389e-08 | -141.4743 | -137.1786 | 137.1786 | 377.5454
377.6452 | 1.3851e-07 | -137.1705 | 8.315e-08 | -141.6027 | -137.1705 | 137.1705 | 377.6452
377.745 | 1.3861e-07 | -137.1641 | 8.191e-08 | -141.7332 | -137.1641 | 137.1641 | 377.745
377.8448 | 1.3869e-07 | -137.1593 | 8.0669e-08 | -141.8658 | -137.1593 | 137.1593 | 377.8448
377.9446 | 1.3874e-07 | -137.1563 | 7.9428e-08 | -142.0005 | -137.1563 | 137.1563 | 377.9446
378.0444 | 1.3876e-07 | -137.1549 | 7.8187e-08 | -142.1373 | -137.1549 | 137.1549 | 378.0444
378.1442 | 1.3875e-07 | -137.1552 | 7.6947e-08 | -142.2761 | -137.1552 | 137.1552 | 378.1442
378.244 | 1.3872e-07 | -137.1571 | 7.5708e-08 | -142.4171 | -137.1571 | 137.1571 | 378.244
378.3438 | 1.3866e-07 | -137.1608 | 7.4471e-08 | -142.5602 | -137.1608 | 137.1608 | 378.3438
378.4436 | 1.3858e-07 | -137.1661 | 7.3236e-08 | -142.7055 | -137.1661 | 137.1661 | 378.4436
378.5434 | 1.3847e-07 | -137.173 | 7.2003e-08 | -142.8529 | -137.173 | 137.173 | 378.5434
378.6432 | 1.3833e-07 | -137.1817 | 7.0774e-08 | -143.0025 | -137.1817 | 137.1817 | 378.6432
378.743 | 1.3817e-07 | -137.192 | 6.9548e-08 | -143.1543 | -137.192 | 137.192 | 378.743
378.8428 | 1.3797e-07 | -137.204 | 6.8326e-08 | -143.3083 | -137.204 | 137.204 | 378.8428
378.9426 | 1.3776e-07 | -137.2177 | 6.7108e-08 | -143.4645 | -137.2177 | 137.2177 | 378.9426
379.0424 | 1.3751e-07 | -137.233 | 6.5895e-08 | -143.6229 | -137.233 | 137.233 | 379.0424
379.1422 | 1.3725e-07 | -137.25 | 6.4687e-08 | -143.7836 | -137.25 | 137.25 | 379.1422
379.242 | 1.3695e-07 | -137.2687 | 6.3485e-08 | -143.9465 | -137.2687 | 137.2687 | 379.242
379.3418 | 1.3663e-07 | -137.289 | 6.2289e-08 | -144.1117 | -137.289 | 137.289 | 379.3418
379.4416 | 1.3628e-07 | -137.3111 | 6.11e-08 | -144.2792 | -137.3111 | 137.3111 | 379.4416
379.5414 | 1.3591e-07 | -137.3348 | 5.9917e-08 | -144.449 | -137.3348 | 137.3348 | 379.5414
379.6412 | 1.3552e-07 | -137.3601 | 5.8741e-08 | -144.6212 | -137.3601 | 137.3601 | 379.6412
379.741 | 1.351e-07 | -137.3872 | 5.7573e-08 | -144.7957 | -137.3872 | 137.3872 | 379.741
379.8408 | 1.3465e-07 | -137.4159 | 5.6413e-08 | -144.9725 | -137.4159 | 137.4159 | 379.8408
379.9406 | 1.3418e-07 | -137.4463 | 5.5261e-08 | -145.1517 | -137.4463 | 137.4463 | 379.9406
380.0404 | 1.3368e-07 | -137.4784 | 5.4117e-08 | -145.3333 | -137.4784 | 137.4784 | 380.0404
380.1402 | 1.3317e-07 | -137.5122 | 5.2983e-08 | -145.5173 | -137.5122 | 137.5122 | 380.1402
380.24 | 1.3262e-07 | -137.5476 | 5.1857e-08 | -145.7038 | -137.5476 | 137.5476 | 380.24
380.3398 | 1.3206e-07 | -137.5848 | 5.0742e-08 | -145.8927 | -137.5848 | 137.5848 | 380.3398
380.4396 | 1.3147e-07 | -137.6236 | 4.9636e-08 | -146.0841 | -137.6236 | 137.6236 | 380.4396
380.5394 | 1.3086e-07 | -137.6641 | 4.854e-08 | -146.278 | -137.6641 | 137.6641 | 380.5394
380.6392 | 1.3022e-07 | -137.7063 | 4.7455e-08 | -146.4744 | -137.7063 | 137.7063 | 380.6392
380.739 | 1.2957e-07 | -137.7502 | 4.638e-08 | -146.6734 | -137.7502 | 137.7502 | 380.739
380.8388 | 1.2889e-07 | -137.7958 | 4.5317e-08 | -146.8749 | -137.7958 | 137.7958 | 380.8388
380.9386 | 1.2819e-07 | -137.8431 | 4.4264e-08 | -147.079 | -137.8431 | 137.8431 | 380.9386
381.0384 | 1.2747e-07 | -137.8921 | 4.3223e-08 | -147.2856 | -137.8921 | 137.8921 | 381.0384
381.1382 | 1.2672e-07 | -137.9428 | 4.2194e-08 | -147.495 | -137.9428 | 137.9428 | 381.1382
381.238 | 1.2596e-07 | -137.9952 | 4.1177e-08 | -147.707 | -137.9952 | 137.9952 | 381.238
381.3378 | 1.2518e-07 | -138.0493 | 4.0172e-08 | -147.9216 | -138.0493 | 138.0493 | 381.3378
381.4376 | 1.2438e-07 | -138.1051 | 3.9179e-08 | -148.139 | -138.1051 | 138.1051 | 381.4376
381.5374 | 1.2356e-07 | -138.1627 | 3.8199e-08 | -148.3591 | -138.1627 | 138.1627 | 381.5374
381.6372 | 1.2272e-07 | -138.222 | 3.7231e-08 | -148.5819 | -138.222 | 138.222 | 381.6372
381.737 | 1.2186e-07 | -138.283 | 3.6276e-08 | -148.8075 | -138.283 | 138.283 | 381.737
381.8368 | 1.2098e-07 | -138.3457 | 3.5335e-08 | -149.036 | -138.3457 | 138.3457 | 381.8368
381.9366 | 1.2009e-07 | -138.4102 | 3.4406e-08 | -149.2672 | -138.4102 | 138.4102 | 381.9366
382.0364 | 1.1917e-07 | -138.4764 | 3.3491e-08 | -149.5014 | -138.4764 | 138.4764 | 382.0364
382.1362 | 1.1825e-07 | -138.5443 | 3.259e-08 | -149.7384 | -138.5443 | 138.5443 | 382.1362
382.236 | 1.173e-07 | -138.614 | 3.1701e-08 | -149.9784 | -138.614 | 138.614 | 382.236
382.3358 | 1.1634e-07 | -138.6854 | 3.0827e-08 | -150.2213 | -138.6854 | 138.6854 | 382.3358
382.4356 | 1.1536e-07 | -138.7586 | 2.9967e-08 | -150.4673 | -138.7586 | 138.7586 | 382.4356
382.5354 | 1.1437e-07 | -138.8336 | 2.912e-08 | -150.7162 | -138.8336 | 138.8336 | 382.5354
382.6352 | 1.1337e-07 | -138.9103 | 2.8287e-08 | -150.9682 | -138.9103 | 138.9103 | 382.6352
382.735 | 1.1235e-07 | -138.9888 | 2.7469e-08 | -151.2233 | -138.9888 | 138.9888 | 382.735
382.8348 | 1.1131e-07 | -139.0691 | 2.6664e-08 | -151.4815 | -139.0691 | 139.0691 | 382.8348
382.9346 | 1.1027e-07 | -139.1512 | 2.5874e-08 | -151.7429 | -139.1512 | 139.1512 | 382.9346
383.0344 | 1.0921e-07 | -139.235 | 2.5097e-08 | -152.0075 | -139.235 | 139.235 | 383.0344
383.1342 | 1.0814e-07 | -139.3207 | 2.4335e-08 | -152.2753 | -139.3207 | 139.3207 | 383.1342
383.234 | 1.0705e-07 | -139.4081 | 2.3588e-08 | -152.5464 | -139.4081 | 139.4081 | 383.234
383.3338 | 1.0596e-07 | -139.4974 | 2.2854e-08 | -152.8207 | -139.4974 | 139.4974 | 383.3338
383.4336 | 1.0485e-07 | -139.5884 | 2.2135e-08 | -153.0985 | -139.5884 | 139.5884 | 383.4336
383.5334 | 1.0374e-07 | -139.6813 | 2.143e-08 | -153.3796 | -139.6813 | 139.6813 | 383.5334
383.6332 | 1.0261e-07 | -139.776 | 2.0739e-08 | -153.6642 | -139.776 | 139.776 | 383.6332
383.733 | 1.0148e-07 | -139.8726 | 2.0063e-08 | -153.9523 | -139.8726 | 139.8726 | 383.733
383.8328 | 1.0033e-07 | -139.971 | 1.94e-08 | -154.2439 | -139.971 | 139.971 | 383.8328
383.9326 | 9.9183e-08 | -140.0712 | 1.8752e-08 | -154.539 | -140.0712 | 140.0712 | 383.9326
384.0324 | 9.8024e-08 | -140.1733 | 1.8118e-08 | -154.8378 | -140.1733 | 140.1733 | 384.0324
384.1322 | 9.6858e-08 | -140.2773 | 1.7498e-08 | -155.1403 | -140.2773 | 140.2773 | 384.1322
384.232 | 9.5685e-08 | -140.3832 | 1.6892e-08 | -155.4464 | -140.3832 | 140.3832 | 384.232
384.3318 | 9.4505e-08 | -140.4909 | 1.63e-08 | -155.7564 | -140.4909 | 140.4909 | 384.3318
384.4316 | 9.332e-08 | -140.6005 | 1.5722e-08 | -156.0701 | -140.6005 | 140.6005 | 384.4316
384.5314 | 9.213e-08 | -140.712 | 1.5157e-08 | -156.3877 | -140.712 | 140.712 | 384.5314
384.6312 | 9.0935e-08 | -140.8254 | 1.4606e-08 | -156.7093 | -140.8254 | 140.8254 | 384.6312
384.731 | 8.9735e-08 | -140.9407 | 1.4069e-08 | -157.0348 | -140.9407 | 140.9407 | 384.731
384.8308 | 8.8532e-08 | -141.058 | 1.3545e-08 | -157.3644 | -141.058 | 141.058 | 384.8308
384.9306 | 8.7325e-08 | -141.1772 | 1.3035e-08 | -157.6981 | -141.1772 | 141.1772 | 384.9306
385.0304 | 8.6116e-08 | -141.2983 | 1.2537e-08 | -158.0359 | -141.2983 | 141.2983 | 385.0304
385.1302 | 8.4904e-08 | -141.4214 | 1.2053e-08 | -158.378 | -141.4214 | 141.4214 | 385.1302
385.23 | 8.3691e-08 | -141.5465 | 1.1582e-08 | -158.7244 | -141.5465 | 141.5465 | 385.23
385.3298 | 8.2476e-08 | -141.6735 | 1.1124e-08 | -159.0751 | -141.6735 | 141.6735 | 385.3298
385.4296 | 8.126e-08 | -141.8025 | 1.0678e-08 | -159.4303 | -141.8025 | 141.8025 | 385.4296
385.5294 | 8.0043e-08 | -141.9335 | 1.0245e-08 | -159.7899 | -141.9335 | 141.9335 | 385.5294
385.6292 | 7.8827e-08 | -142.0665 | 9.8241e-09 | -160.1541 | -142.0665 | 142.0665 | 385.6292
385.729 | 7.7611e-08 | -142.2016 | 9.4156e-09 | -160.523 | -142.2016 | 142.2016 | 385.729
385.8288 | 7.6396e-08 | -142.3386 | 9.0192e-09 | -160.8966 | -142.3386 | 142.3386 | 385.8288
385.9286 | 7.5182e-08 | -142.4777 | 8.6348e-09 | -161.275 | -142.4777 | 142.4777 | 385.9286
386.0284 | 7.397e-08 | -142.6189 | 8.262e-09 | -161.6583 | -142.6189 | 142.6189 | 386.0284
386.1282 | 7.276e-08 | -142.7621 | 7.9008e-09 | -162.0465 | -142.7621 | 142.7621 | 386.1282
386.228 | 7.1553e-08 | -142.9074 | 7.5511e-09 | -162.4398 | -142.9074 | 142.9074 | 386.228
386.3278 | 7.0349e-08 | -143.0548 | 7.2125e-09 | -162.8383 | -143.0548 | 143.0548 | 386.3278
386.4276 | 6.9149e-08 | -143.2043 | 6.8849e-09 | -163.242 | -143.2043 | 143.2043 | 386.4276
386.5274 | 6.7952e-08 | -143.3559 | 6.5682e-09 | -163.651 | -143.3559 | 143.3559 | 386.5274
386.6272 | 6.676e-08 | -143.5097 | 6.2622e-09 | -164.0655 | -143.5097 | 143.5097 | 386.6272
386.727 | 6.5572e-08 | -143.6656 | 5.9666e-09 | -164.4855 | -143.6656 | 143.6656 | 386.727
386.8268 | 6.439e-08 | -143.8237 | 5.6812e-09 | -164.9111 | -143.8237 | 143.8237 | 386.8268
386.9266 | 6.3213e-08 | -143.9839 | 5.406e-09 | -165.3425 | -143.9839 | 143.9839 | 386.9266
387.0264 | 6.2042e-08 | -144.1463 | 5.1406e-09 | -165.7798 | -144.1463 | 144.1463 | 387.0264
387.1262 | 6.0877e-08 | -144.3109 | 4.8848e-09 | -166.223 | -144.3109 | 144.3109 | 387.1262
387.226 | 5.9719e-08 | -144.4778 | 4.6386e-09 | -166.6723 | -144.4778 | 144.4778 | 387.226
387.3258 | 5.8567e-08 | -144.6469 | 4.4016e-09 | -167.1279 | -144.6469 | 144.6469 | 387.3258
387.4256 | 5.7423e-08 | -144.8182 | 4.1736e-09 | -167.5898 | -144.8182 | 144.8182 | 387.4256
387.5254 | 5.6287e-08 | -144.9918 | 3.9545e-09 | -168.0582 | -144.9918 | 144.9918 | 387.5254
387.6252 | 5.5159e-08 | -145.1677 | 3.744e-09 | -168.5332 | -145.1677 | 145.1677 | 387.6252
387.725 | 5.4039e-08 | -145.3459 | 3.542e-09 | -169.015 | -145.3459 | 145.3459 | 387.725
387.8248 | 5.2927e-08 | -145.5264 | 3.3482e-09 | -169.5036 | -145.5264 | 145.5264 | 387.8248
387.9246 | 5.1824e-08 | -145.7093 | 3.1625e-09 | -169.9994 | -145.7093 | 145.7093 | 387.9246
388.0244 | 5.0731e-08 | -145.8945 | 2.9846e-09 | -170.5024 | -145.8945 | 145.8945 | 388.0244
388.1242 | 4.9647e-08 | -146.0821 | 2.8142e-09 | -171.0128 | -146.0821 | 146.0821 | 388.1242
388.224 | 4.8573e-08 | -146.2721 | 2.6513e-09 | -171.5307 | -146.2721 | 146.2721 | 388.224
388.3238 | 4.7509e-08 | -146.4646 | 2.4956e-09 | -172.0564 | -146.4646 | 146.4646 | 388.3238
388.4236 | 4.6455e-08 | -146.6594 | 2.3469e-09 | -172.59 | -146.6594 | 146.6594 | 388.4236
388.5234 | 4.5411e-08 | -146.8567 | 2.205e-09 | -173.1318 | -146.8567 | 146.8567 | 388.5234
388.6232 | 4.4379e-08 | -147.0565 | 2.0697e-09 | -173.6818 | -147.0565 | 147.0565 | 388.6232
388.723 | 4.3357e-08 | -147.2588 | 1.9408e-09 | -174.2404 | -147.2588 | 147.2588 | 388.723
388.8228 | 4.2347e-08 | -147.4636 | 1.8181e-09 | -174.8078 | -147.4636 | 147.4636 | 388.8228
388.9226 | 4.1348e-08 | -147.671 | 1.7014e-09 | -175.3841 | -147.671 | 147.671 | 388.9226
389.0224 | 4.036e-08 | -147.8809 | 1.5904e-09 | -175.9696 | -147.8809 | 147.8809 | 389.0224
389.1222 | 3.9385e-08 | -148.0935 | 1.4851e-09 | -176.5646 | -148.0935 | 148.0935 | 389.1222
389.222 | 3.8421e-08 | -148.3086 | 1.3853e-09 | -177.1694 | -148.3086 | 148.3086 | 389.222
389.3218 | 3.747e-08 | -148.5264 | 1.2906e-09 | -177.7841 | -148.5264 | 148.5264 | 389.3218
389.4216 | 3.6531e-08 | -148.7469 | 1.201e-09 | -178.4091 | -148.7469 | 148.7469 | 389.4216
389.5214 | 3.5604e-08 | -148.97 | 1.1163e-09 | -179.0446 | -148.97 | 148.97 | 389.5214
389.6212 | 3.469e-08 | -149.1959 | 1.0362e-09 | -179.691 | -149.1959 | 149.1959 | 389.6212
389.721 | 3.3789e-08 | -149.4245 | 9.6065e-10 | -180.3487 | -149.4245 | 149.4245 | 389.721
389.8208 | 3.2901e-08 | -149.6559 | 8.8942e-10 | -181.0178 | -149.6559 | 149.6559 | 389.8208
389.9206 | 3.2026e-08 | -149.8901 | 8.2235e-10 | -181.6989 | -149.8901 | 149.8901 | 389.9206
390.0204 | 3.1163e-08 | -150.1271 | 7.5926e-10 | -182.3922 | -150.1271 | 150.1271 | 390.0204
390.1202 | 3.0315e-08 | -150.367 | 6.9999e-10 | -183.0982 | -150.367 | 150.367 | 390.1202
390.22 | 2.9479e-08 | -150.6097 | 6.4438e-10 | -183.8172 | -150.6097 | 150.6097 | 390.22
390.3198 | 2.8657e-08 | -150.8554 | 5.9226e-10 | -184.5497 | -150.8554 | 150.8554 | 390.3198
390.4196 | 2.7848e-08 | -151.1041 | 5.4349e-10 | -185.2962 | -151.1041 | 151.1041 | 390.4196
390.5194 | 2.7053e-08 | -151.3557 | 4.979e-10 | -186.0572 | -151.3557 | 151.3557 | 390.5194
390.6192 | 2.6271e-08 | -151.6104 | 4.5535e-10 | -186.833 | -151.6104 | 151.6104 | 390.6192
390.719 | 2.5503e-08 | -151.8681 | 4.157e-10 | -187.6244 | -151.8681 | 151.8681 | 390.719
390.8188 | 2.4749e-08 | -152.1289 | 3.788e-10 | -188.4318 | -152.1289 | 152.1289 | 390.8188
390.9186 | 2.4008e-08 | -152.3929 | 3.4451e-10 | -189.2559 | -152.3929 | 152.3929 | 390.9186
391.0184 | 2.3281e-08 | -152.6599 | 3.1271e-10 | -190.0972 | -152.6599 | 152.6599 | 391.0184
391.1182 | 2.2568e-08 | -152.9302 | 2.8325e-10 | -190.9565 | -152.9302 | 152.9302 | 391.1182
391.218 | 2.1868e-08 | -153.2038 | 2.5602e-10 | -191.8345 | -153.2038 | 153.2038 | 391.218
391.3178 | 2.1182e-08 | -153.4806 | 2.3089e-10 | -192.7318 | -153.4806 | 153.4806 | 391.3178
391.4176 | 2.051e-08 | -153.7607 | 2.0774e-10 | -193.6495 | -153.7607 | 153.7607 | 391.4176
391.5174 | 1.9851e-08 | -154.0442 | 1.8646e-10 | -194.5882 | -154.0442 | 154.0442 | 391.5174
391.6172 | 1.9206e-08 | -154.3311 | 1.6694e-10 | -195.549 | -154.3311 | 154.3311 | 391.6172
391.717 | 1.8575e-08 | -154.6214 | 1.4906e-10 | -196.5328 | -154.6214 | 154.6214 | 391.717
391.8168 | 1.7957e-08 | -154.9152 | 1.3273e-10 | -197.5406 | -154.9152 | 154.9152 | 391.8168
391.9166 | 1.7353e-08 | -155.2126 | 1.1785e-10 | -198.5737 | -155.2126 | 155.2126 | 391.9166
392.0164 | 1.6762e-08 | -155.5135 | 1.0431e-10 | -199.6331 | -155.5135 | 155.5135 | 392.0164
392.1162 | 1.6184e-08 | -155.8181 | 9.2041e-11 | -200.7203 | -155.8181 | 155.8181 | 392.1162
392.216 | 1.562e-08 | -156.1263 | 8.0941e-11 | -201.8366 | -156.1263 | 156.1263 | 392.216
392.3158 | 1.5069e-08 | -156.4383 | 7.0928e-11 | -202.9836 | -156.4383 | 156.4383 | 392.3158
392.4156 | 1.4531e-08 | -156.754 | 6.1924e-11 | -204.1629 | -156.754 | 156.754 | 392.4156
392.5154 | 1.4006e-08 | -157.0736 | 5.385e-11 | -205.3762 | -157.0736 | 157.0736 | 392.5154
392.6152 | 1.3494e-08 | -157.3971 | 4.6636e-11 | -206.6256 | -157.3971 | 157.3971 | 392.6152
392.715 | 1.2995e-08 | -157.7246 | 4.0211e-11 | -207.9131 | -157.7246 | 157.7246 | 392.715
392.8148 | 1.2508e-08 | -158.056 | 3.451e-11 | -209.241 | -158.056 | 158.056 | 392.8148
392.9146 | 1.2034e-08 | -158.3915 | 2.9471e-11 | -210.612 | -158.3915 | 158.3915 | 392.9146
393.0144 | 1.1573e-08 | -158.7311 | 2.5036e-11 | -212.0287 | -158.7311 | 158.7311 | 393.0144
393.1142 | 1.1124e-08 | -159.075 | 2.1149e-11 | -213.4942 | -159.075 | 159.075 | 393.1142
393.214 | 1.0687e-08 | -159.423 | 1.7758e-11 | -215.012 | -159.423 | 159.423 | 393.214
393.3138 | 1.0262e-08 | -159.7754 | 1.4816e-11 | -216.5856 | -159.7754 | 159.7754 | 393.3138
393.4136 | 9.8489e-09 | -160.1322 | 1.2275e-11 | -218.2195 | -160.1322 | 160.1322 | 393.4136
393.5134 | 9.4477e-09 | -160.4935 | 1.0095e-11 | -219.9181 | -160.4935 | 160.4935 | 393.5134
393.6132 | 9.0581e-09 | -160.8593 | 8.2349e-12 | -221.6868 | -160.8593 | 160.8593 | 393.6132
393.713 | 8.68e-09 | -161.2296 | 6.6593e-12 | -223.5315 | -161.2296 | 161.2296 | 393.713
393.8128 | 8.3131e-09 | -161.6047 | 5.3341e-12 | -225.4588 | -161.6047 | 161.6047 | 393.8128
393.9126 | 7.9574e-09 | -161.9845 | 4.2284e-12 | -227.4765 | -161.9845 | 161.9845 | 393.9126
394.0124 | 7.6127e-09 | -162.3692 | 3.3139e-12 | -229.5931 | -162.3692 | 162.3692 | 394.0124
394.1122 | 7.2788e-09 | -162.7588 | 2.5648e-12 | -231.819 | -162.7588 | 162.7588 | 394.1122
394.212 | 6.9555e-09 | -163.1535 | 1.9576e-12 | -234.1657 | -163.1535 | 163.1535 | 394.212
394.3118 | 6.6426e-09 | -163.5532 | 1.4711e-12 | -236.6471 | -163.5532 | 163.5532 | 394.3118
394.4116 | 6.3401e-09 | -163.9581 | 1.0865e-12 | -239.2793 | -163.9581 | 163.9581 | 394.4116
394.5114 | 6.0476e-09 | -164.3683 | 7.8688e-13 | -242.0819 | -164.3683 | 164.3683 | 394.5114
394.6112 | 5.765e-09 | -164.7839 | 5.5731e-13 | -245.0781 | -164.7839 | 164.7839 | 394.6112
394.711 | 5.4922e-09 | -165.205 | 3.8474e-13 | -248.2967 | -165.205 | 165.205 | 394.711
394.8108 | 5.2289e-09 | -165.6317 | 2.5784e-13 | -251.7731 | -165.6317 | 165.6317 | 394.8108
394.9106 | 4.975e-09 | -166.0642 | 1.6688e-13 | -255.552 | -166.0642 | 166.0642 | 394.9106
395.0104 | 4.7302e-09 | -166.5024 | 1.0362e-13 | -259.6912 | -166.5024 | 166.5024 | 395.0104
395.1102 | 4.4944e-09 | -166.9465 | 6.1191e-14 | -264.2662 | -166.9465 | 166.9465 | 395.1102
395.21 | 4.2674e-09 | -167.3967 | 3.3963e-14 | -269.3799 | -167.3967 | 167.3967 | 395.21
395.3098 | 4.049e-09 | -167.8531 | 1.7426e-14 | -275.1759 | -167.8531 | 167.8531 | 395.3098
395.4096 | 3.8389e-09 | -168.3158 | 8.068e-15 | -281.8647 | -168.3158 | 168.3158 | 395.4096
395.5094 | 3.6371e-09 | -168.785 | 3.2463e-15 | -289.7723 | -168.785 | 168.785 | 395.5094
395.6092 | 3.4432e-09 | -169.2607 | 1.0661e-15 | -299.4442 | -169.2607 | 169.2607 | 395.6092
395.709 | 3.2572e-09 | -169.7431 | 2.5406e-16 | -311.9013 | -169.7431 | 169.7431 | 395.709
395.8088 | 3.0788e-09 | -170.2324 | 3.3772e-17 | -329.4289 | -170.2324 | 170.2324 | 395.8088
395.9086 | 2.9078e-09 | -170.7287 | 1.0877e-18 | -359.2698 | -170.7287 | 170.7287 | 395.9086
396.0084 | 2.7441e-09 | -171.2321 | 3.3048e-28 | -549.6171 | -171.2321 | 171.2321 | 396.0084
396.1082 | 2.5873e-09 | -171.743 | 9.5604e-19 | -360.3905 | -171.743 | 171.743 | 396.1082
396.208 | 2.4374e-09 | -172.2613 | 3.1543e-17 | -330.0219 | -172.2613 | 172.2613 | 396.208
396.3078 | 2.2942e-09 | -172.7873 | 2.4174e-16 | -312.3331 | -172.7873 | 172.7873 | 396.3078
396.4076 | 2.1574e-09 | -173.3212 | 1.0226e-15 | -299.8063 | -173.3212 | 173.3212 | 396.4076
396.5074 | 2.0269e-09 | -173.8632 | 3.1256e-15 | -290.1012 | -173.8632 | 173.8632 | 396.5074
396.6072 | 1.9025e-09 | -174.4134 | 7.7814e-15 | -282.1788 | -174.4134 | 174.4134 | 396.6072
396.707 | 1.784e-09 | -174.9721 | 1.6816e-14 | -275.4857 | -174.9721 | 174.9721 | 396.707
396.8068 | 1.6712e-09 | -175.5395 | 3.2764e-14 | -269.692 | -175.5395 | 175.5395 | 396.8068
396.9066 | 1.5639e-09 | -176.1158 | 5.8987e-14 | -264.5849 | -176.1158 | 176.1158 | 396.9066
397.0064 | 1.462e-09 | -176.7013 | 9.9776e-14 | -260.0195 | -176.7013 | 176.7013 | 397.0064
397.1062 | 1.3652e-09 | -177.2961 | 1.6047e-13 | -255.8922 | -177.2961 | 177.2961 | 397.1062
397.206 | 1.2734e-09 | -177.9006 | 2.4755e-13 | -252.1267 | -177.9006 | 177.9006 | 397.206
397.3058 | 1.1864e-09 | -178.515 | 3.6876e-13 | -248.6652 | -178.515 | 178.515 | 397.3058
397.4056 | 1.1041e-09 | -179.1397 | 5.3319e-13 | -245.4624 | -179.1397 | 179.1397 | 397.4056
397.5054 | 1.0263e-09 | -179.7748 | 7.5138e-13 | -242.4828 | -179.7748 | 179.7748 | 397.5054
397.6052 | 9.5272e-10 | -180.4207 | 1.0354e-12 | -239.6975 | -180.4207 | 180.4207 | 397.6052
397.705 | 8.8331e-10 | -181.0778 | 1.3991e-12 | -237.083 | -181.0778 | 181.0778 | 397.705
397.8048 | 8.1787e-10 | -181.7463 | 1.8578e-12 | -234.6199 | -181.7463 | 181.7463 | 397.8048
397.9046 | 7.5626e-10 | -182.4266 | 2.4289e-12 | -232.2918 | -182.4266 | 182.4266 | 397.9046
398.0044 | 6.9831e-10 | -183.1191 | 3.1315e-12 | -230.085 | -183.1191 | 183.1191 | 398.0044
398.1042 | 6.4386e-10 | -183.8241 | 3.9868e-12 | -227.9875 | -183.8241 | 183.8241 | 398.1042
398.204 | 5.9278e-10 | -184.5421 | 5.018e-12 | -225.9893 | -184.5421 | 184.5421 | 398.204
398.3038 | 5.4491e-10 | -185.2736 | 6.2505e-12 | -224.0817 | -185.2736 | 185.2736 | 398.3038
398.4036 | 5.001e-10 | -186.0189 | 7.7118e-12 | -222.2569 | -186.0189 | 186.0189 | 398.4036
398.5034 | 4.5822e-10 | -186.7785 | 9.4317e-12 | -220.5082 | -186.7785 | 186.7785 | 398.5034
398.6032 | 4.1913e-10 | -187.5529 | 1.1442e-11 | -218.8297 | -187.5529 | 187.5529 | 398.6032
398.703 | 3.827e-10 | -188.3428 | 1.3778e-11 | -217.2161 | -188.3428 | 188.3428 | 398.703
398.8028 | 3.488e-10 | -189.1485 | 1.6476e-11 | -215.6628 | -189.1485 | 189.1485 | 398.8028
398.9026 | 3.1729e-10 | -189.9708 | 1.9576e-11 | -214.1656 | -189.9708 | 189.9708 | 398.9026
399.0024 | 2.8806e-10 | -190.8102 | 2.3119e-11 | -212.7206 | -190.8102 | 190.8102 | 399.0024
399.1022 | 2.6099e-10 | -191.6675 | 2.715e-11 | -211.3246 | -191.6675 | 191.6675 | 399.1022
399.202 | 2.3596e-10 | -192.5433 | 3.1716e-11 | -209.9744 | -192.5433 | 192.5433 | 399.202
399.3018 | 2.1285e-10 | -193.4383 | 3.6867e-11 | -208.6672 | -193.4383 | 193.4383 | 399.3018
399.4016 | 1.9157e-10 | -194.3535 | 4.2655e-11 | -207.4006 | -194.3535 | 194.3535 | 399.4016
399.5014 | 1.72e-10 | -195.2896 | 4.9135e-11 | -206.1721 | -195.2896 | 195.2896 | 399.5014
399.6012 | 1.5404e-10 | -196.2475 | 5.6365e-11 | -204.9798 | -196.2475 | 196.2475 | 399.6012
399.701 | 1.3759e-10 | -197.2283 | 6.4406e-11 | -203.8215 | -197.2283 | 197.2283 | 399.701
399.8008 | 1.2256e-10 | -198.2329 | 7.3319e-11 | -202.6956 | -198.2329 | 198.2329 | 399.8008
399.9006 | 1.0886e-10 | -199.2625 | 8.3172e-11 | -201.6004 | -199.2625 | 199.2625 | 399.9006
400.0004 | 9.6402e-11 | -200.3183 | 9.4033e-11 | -200.5344 | -200.3183 | 200.3183 | 400.0004
400.1002 | 8.5098e-11 | -201.4016 | 1.0597e-10 | -199.4961 | -199.4961 | 199.4961 | 400.1002
400.2 | 7.4871e-11 | -202.5137 | 1.1907e-10 | -198.4843 | -198.4843 | 198.4843 | 400.2
400.2998 | 6.5643e-11 | -203.6563 | 1.3339e-10 | -197.4977 | -197.4977 | 197.4977 | 400.2998
400.3996 | 5.734e-11 | -204.8308 | 1.4902e-10 | -196.5351 | -196.5351 | 196.5351 | 400.3996
400.4994 | 4.9894e-11 | -206.0391 | 1.6604e-10 | -195.5957 | -195.5957 | 195.5957 | 400.4994
400.5992 | 4.3236e-11 | -207.283 | 1.8454e-10 | -194.6782 | -194.6782 | 194.6782 | 400.5992
400.699 | 3.7305e-11 | -208.5648 | 2.046e-10 | -193.7819 | -193.7819 | 193.7819 | 400.699
400.7988 | 3.2039e-11 | -209.8865 | 2.2631e-10 | -192.9059 | -192.9059 | 192.9059 | 400.7988
400.8986 | 2.7382e-11 | -211.2508 | 2.4977e-10 | -192.0493 | -192.0493 | 192.0493 | 400.8986
400.9984 | 2.328e-11 | -212.6604 | 2.7506e-10 | -191.2114 | -191.2114 | 191.2114 | 400.9984
401.0982 | 1.9683e-11 | -214.1182 | 3.0229e-10 | -190.3915 | -190.3915 | 190.3915 | 401.0982
401.198 | 1.6543e-11 | -215.6277 | 3.3156e-10 | -189.5889 | -189.5889 | 189.5889 | 401.198
401.2978 | 1.3816e-11 | -217.1924 | 3.6296e-10 | -188.8029 | -188.8029 | 188.8029 | 401.2978
401.3976 | 1.146e-11 | -218.8166 | 3.966e-10 | -188.033 | -188.033 | 188.033 | 401.3976
401.4974 | 9.4355e-12 | -220.5047 | 4.3258e-10 | -187.2786 | -187.2786 | 187.2786 | 401.4974
401.5972 | 7.7072e-12 | -222.262 | 4.7102e-10 | -186.5392 | -186.5392 | 186.5392 | 401.5972
401.697 | 6.2415e-12 | -224.0943 | 5.1202e-10 | -185.8142 | -185.8142 | 185.8142 | 401.697
401.7968 | 5.0073e-12 | -226.008 | 5.557e-10 | -185.1032 | -185.1032 | 185.1032 | 401.7968
401.8966 | 3.9762e-12 | -228.0107 | 6.0217e-10 | -184.4057 | -184.4057 | 184.4057 | 401.8966
401.9964 | 3.1222e-12 | -230.1109 | 6.5154e-10 | -183.7212 | -183.7212 | 183.7212 | 401.9964
402.0962 | 2.4215e-12 | -232.3185 | 7.0393e-10 | -183.0495 | -183.0495 | 183.0495 | 402.0962
402.196 | 1.8525e-12 | -234.6449 | 7.5945e-10 | -182.39 | -182.39 | 182.39 | 402.196
402.2958 | 1.3958e-12 | -237.1036 | 8.1824e-10 | -181.7424 | -181.7424 | 181.7424 | 402.2958
402.3956 | 1.0339e-12 | -239.7103 | 8.8041e-10 | -181.1063 | -181.1063 | 181.1063 | 402.3956
402.4954 | 7.5129e-13 | -242.4839 | 9.4608e-10 | -180.4815 | -180.4815 | 180.4815 | 402.4954
402.5952 | 5.3413e-13 | -245.447 | 1.0154e-09 | -179.8675 | -179.8675 | 179.8675 | 402.5952
402.695 | 3.7037e-13 | -248.6274 | 1.0884e-09 | -179.2641 | -179.2641 | 179.2641 | 402.695
402.7948 | 2.4948e-13 | -252.0592 | 1.1653e-09 | -178.671 | -178.671 | 178.671 | 402.7948
402.8946 | 1.6245e-13 | -255.7856 | 1.2462e-09 | -178.0879 | -178.0879 | 178.0879 | 402.8946
402.9944 | 1.016e-13 | -259.8618 | 1.3313e-09 | -177.5145 | -177.5145 | 177.5145 | 402.9944
403.0942 | 6.0534e-14 | -264.36 | 1.4206e-09 | -176.9506 | -176.9506 | 176.9506 | 403.0942
403.194 | 3.3971e-14 | -269.3777 | 1.5143e-09 | -176.3959 | -176.3959 | 176.3959 | 403.194
403.2938 | 1.7679e-14 | -275.0508 | 1.6125e-09 | -175.8502 | -175.8502 | 175.8502 | 403.2938
403.3936 | 8.3403e-15 | -281.5764 | 1.7153e-09 | -175.3133 | -175.3133 | 175.3133 | 403.3936
403.4934 | 3.4448e-15 | -289.2567 | 1.8229e-09 | -174.7849 | -174.7849 | 174.7849 | 403.4934
403.5932 | 1.1762e-15 | -298.5904 | 1.9354e-09 | -174.2648 | -174.2648 | 174.2648 | 403.5932
403.693 | 2.9886e-16 | -310.4905 | 2.0529e-09 | -173.7528 | -173.7528 | 173.7528 | 403.693
403.7928 | 4.5037e-17 | -326.9287 | 2.1755e-09 | -173.2488 | -173.2488 | 173.2488 | 403.7928
403.8926 | 2.0697e-18 | -353.6819 | 2.3034e-09 | -172.7525 | -172.7525 | 172.7525 | 403.8926
403.9924 | 1.5122e-22 | -436.4077 | 2.4367e-09 | -172.2638 | -172.2638 | 172.2638 | 403.9924
404.0922 | 3.5258e-19 | -369.0549 | 2.5756e-09 | -171.7825 | -171.7825 | 171.7825 | 404.0922
404.192 | 1.8648e-17 | -334.5876 | 2.72e-09 | -171.3085 | -171.3085 | 171.3085 | 404.192
404.2918 | 1.6549e-16 | -315.6246 | 2.8703e-09 | -170.8415 | -170.8415 | 170.8415 | 404.2918
404.3916 | 7.5195e-16 | -302.4762 | 3.0264e-09 | -170.3814 | -170.3814 | 170.3814 | 404.3916
404.4914 | 2.398e-15 | -292.4029 | 3.1886e-09 | -169.9281 | -169.9281 | 169.9281 | 404.4914
404.5912 | 6.1399e-15 | -284.2368 | 3.3568e-09 | -169.4814 | -169.4814 | 169.4814 | 404.5912
404.691 | 1.3536e-14 | -277.3704 | 3.5313e-09 | -169.0412 | -169.0412 | 169.0412 | 404.691
404.7908 | 2.677e-14 | -271.4471 | 3.7122e-09 | -168.6074 | -168.6074 | 168.6074 | 404.7908
404.8906 | 4.8756e-14 | -266.2395 | 3.8995e-09 | -168.1797 | -168.1797 | 168.1797 | 404.8906
404.9904 | 8.3238e-14 | -261.5936 | 4.0934e-09 | -167.7582 | -167.7582 | 167.7582 | 404.9904
405.0902 | 1.3489e-13 | -257.4006 | 4.294e-09 | -167.3427 | -167.3427 | 167.3427 | 405.0902
405.19 | 2.094e-13 | -253.5803 | 4.5014e-09 | -166.933 | -166.933 | 166.933 | 405.19
405.2898 | 3.1361e-13 | -250.0722 | 4.7157e-09 | -166.5291 | -166.5291 | 166.5291 | 405.2898
405.3896 | 4.5553e-13 | -246.8296 | 4.9369e-09 | -166.1309 | -166.1309 | 166.1309 | 405.3896
405.4894 | 6.4452e-13 | -243.8153 | 5.1653e-09 | -165.7381 | -165.7381 | 165.7381 | 405.4894
405.5892 | 8.9129e-13 | -240.9996 | 5.4008e-09 | -165.3508 | -165.3508 | 165.3508 | 405.5892
405.689 | 1.208e-12 | -238.3583 | 5.6436e-09 | -164.9689 | -164.9689 | 164.9689 | 405.689
405.7888 | 1.6086e-12 | -235.8712 | 5.8938e-09 | -164.5921 | -164.5921 | 164.5921 | 405.7888
405.8886 | 2.1082e-12 | -233.5216 | 6.1514e-09 | -164.2206 | -164.2206 | 164.2206 | 405.8886
405.9884 | 2.7242e-12 | -231.2952 | 6.4165e-09 | -163.8541 | -163.8541 | 163.8541 | 405.9884
406.0882 | 3.4753e-12 | -229.1801 | 6.6892e-09 | -163.4925 | -163.4925 | 163.4925 | 406.0882
406.188 | 4.3824e-12 | -227.1657 | 6.9696e-09 | -163.1359 | -163.1359 | 163.1359 | 406.188
406.2878 | 5.4682e-12 | -225.2432 | 7.2577e-09 | -162.784 | -162.784 | 162.784 | 406.2878
406.3876 | 6.7572e-12 | -223.4047 | 7.5536e-09 | -162.4369 | -162.4369 | 162.4369 | 406.3876
406.4874 | 8.2763e-12 | -221.6433 | 7.8574e-09 | -162.0945 | -162.0945 | 162.0945 | 406.4874
406.5872 | 1.0054e-11 | -219.953 | 8.169e-09 | -161.7566 | -161.7566 | 161.7566 | 406.5872
406.687 | 1.2122e-11 | -218.3284 | 8.4887e-09 | -161.4232 | -161.4232 | 161.4232 | 406.687
406.7868 | 1.4513e-11 | -216.7648 | 8.8164e-09 | -161.0942 | -161.0942 | 161.0942 | 406.7868
406.8866 | 1.7263e-11 | -215.2578 | 9.1521e-09 | -160.7696 | -160.7696 | 160.7696 | 406.8866
406.9864 | 2.0409e-11 | -213.8038 | 9.4959e-09 | -160.4493 | -160.4493 | 160.4493 | 406.9864
407.0862 | 2.3991e-11 | -212.3991 | 9.8478e-09 | -160.1332 | -160.1332 | 160.1332 | 407.0862
407.186 | 2.8052e-11 | -211.0407 | 1.0208e-08 | -159.8213 | -159.8213 | 159.8213 | 407.186
407.2858 | 3.2637e-11 | -209.7258 | 1.0576e-08 | -159.5135 | -159.5135 | 159.5135 | 407.2858
407.3856 | 3.7793e-11 | -208.4518 | 1.0952e-08 | -159.2097 | -159.2097 | 159.2097 | 407.3856
407.4854 | 4.357e-11 | -207.2163 | 1.1337e-08 | -158.91 | -158.91 | 158.91 | 407.4854
407.5852 | 5.002e-11 | -206.0172 | 1.173e-08 | -158.6141 | -158.6141 | 158.6141 | 407.5852
407.685 | 5.7197e-11 | -204.8525 | 1.2131e-08 | -158.3222 | -158.3222 | 158.3222 | 407.685
407.7848 | 6.516e-11 | -203.7204 | 1.254e-08 | -158.034 | -158.034 | 158.034 | 407.7848
407.8846 | 7.3967e-11 | -202.6192 | 1.2957e-08 | -157.7496 | -157.7496 | 157.7496 | 407.8846
407.9844 | 8.3681e-11 | -201.5474 | 1.3383e-08 | -157.469 | -157.469 | 157.469 | 407.9844
408.0842 | 9.4367e-11 | -200.5036 | 1.3817e-08 | -157.192 | -157.192 | 157.192 | 408.0842
408.184 | 1.0609e-10 | -199.4864 | 1.4258e-08 | -156.9186 | -156.9186 | 156.9186 | 408.184
408.2838 | 1.1892e-10 | -198.4946 | 1.4708e-08 | -156.6488 | -156.6488 | 156.6488 | 408.2838
408.3836 | 1.3294e-10 | -197.527 | 1.5166e-08 | -156.3825 | -156.3825 | 156.3825 | 408.3836
408.4834 | 1.4821e-10 | -196.5826 | 1.5632e-08 | -156.1197 | -156.1197 | 156.1197 | 408.4834
408.5832 | 1.6481e-10 | -195.6604 | 1.6106e-08 | -155.8604 | -155.8604 | 155.8604 | 408.5832
408.683 | 1.8282e-10 | -194.7595 | 1.6587e-08 | -155.6044 | -155.6044 | 155.6044 | 408.683
408.7828 | 2.0233e-10 | -193.8789 | 1.7077e-08 | -155.3518 | -155.3518 | 155.3518 | 408.7828
408.8826 | 2.2341e-10 | -193.0179 | 1.7574e-08 | -155.1025 | -155.1025 | 155.1025 | 408.8826
408.9824 | 2.4616e-10 | -192.1757 | 1.8079e-08 | -154.8565 | -154.8565 | 154.8565 | 408.9824
409.0822 | 2.7066e-10 | -191.3515 | 1.8591e-08 | -154.6138 | -154.6138 | 154.6138 | 409.0822
409.182 | 2.9701e-10 | -190.5447 | 1.9111e-08 | -154.3742 | -154.3742 | 154.3742 | 409.182
409.2818 | 3.2529e-10 | -189.7547 | 1.9639e-08 | -154.1378 | -154.1378 | 154.1378 | 409.2818
409.3816 | 3.556e-10 | -188.9808 | 2.0173e-08 | -153.9045 | -153.9045 | 153.9045 | 409.3816
409.4814 | 3.8804e-10 | -188.2224 | 2.0715e-08 | -153.6743 | -153.6743 | 153.6743 | 409.4814
409.5812 | 4.2271e-10 | -187.4791 | 2.1264e-08 | -153.4472 | -153.4472 | 153.4472 | 409.5812
409.681 | 4.5971e-10 | -186.7503 | 2.182e-08 | -153.223 | -153.223 | 153.223 | 409.681
409.7808 | 4.9914e-10 | -186.0355 | 2.2382e-08 | -153.0019 | -153.0019 | 153.0019 | 409.7808
409.8806 | 5.4111e-10 | -185.3343 | 2.2952e-08 | -152.7838 | -152.7838 | 152.7838 | 409.8806
409.9804 | 5.8572e-10 | -184.6461 | 2.3527e-08 | -152.5685 | -152.5685 | 152.5685 | 409.9804
410.0802 | 6.3309e-10 | -183.9707 | 2.411e-08 | -152.3562 | -152.3562 | 152.3562 | 410.0802
410.18 | 6.8331e-10 | -183.3076 | 2.4698e-08 | -152.1467 | -152.1467 | 152.1467 | 410.18
410.2798 | 7.365e-10 | -182.6565 | 2.5293e-08 | -151.9401 | -151.9401 | 151.9401 | 410.2798
410.3796 | 7.9278e-10 | -182.0169 | 2.5893e-08 | -151.7363 | -151.7363 | 151.7363 | 410.3796
410.4794 | 8.5226e-10 | -181.3886 | 2.6499e-08 | -151.5353 | -151.5353 | 151.5353 | 410.4794
410.5792 | 9.1505e-10 | -180.7711 | 2.7111e-08 | -151.337 | -151.337 | 151.337 | 410.5792
410.679 | 9.8126e-10 | -180.1643 | 2.7729e-08 | -151.1415 | -151.1415 | 151.1415 | 410.679
410.7788 | 1.051e-09 | -179.5678 | 2.8351e-08 | -150.9486 | -150.9486 | 150.9486 | 410.7788
410.8786 | 1.1244e-09 | -178.9812 | 2.8979e-08 | -150.7585 | -150.7585 | 150.7585 | 410.8786
410.9784 | 1.2016e-09 | -178.4045 | 2.9611e-08 | -150.571 | -150.571 | 150.571 | 410.9784
411.0782 | 1.2827e-09 | -177.8372 | 3.0248e-08 | -150.3861 | -150.3861 | 150.3861 | 411.0782
411.178 | 1.3679e-09 | -177.2791 | 3.0889e-08 | -150.2038 | -150.2038 | 150.2038 | 411.178
411.2778 | 1.4571e-09 | -176.7301 | 3.1535e-08 | -150.0241 | -150.0241 | 150.0241 | 411.2778
411.3776 | 1.5506e-09 | -176.1898 | 3.2185e-08 | -149.847 | -149.847 | 149.847 | 411.3776
411.4774 | 1.6485e-09 | -175.6581 | 3.2838e-08 | -149.6724 | -149.6724 | 149.6724 | 411.4774
411.5772 | 1.7509e-09 | -175.1347 | 3.3495e-08 | -149.5004 | -149.5004 | 149.5004 | 411.5772
411.677 | 1.8579e-09 | -174.6194 | 3.4155e-08 | -149.3308 | -149.3308 | 149.3308 | 411.677
411.7768 | 1.9697e-09 | -174.1121 | 3.4819e-08 | -149.1637 | -149.1637 | 149.1637 | 411.7768
411.8766 | 2.0863e-09 | -173.6125 | 3.5485e-08 | -148.9991 | -148.9991 | 148.9991 | 411.8766
411.9764 | 2.2079e-09 | -173.1205 | 3.6154e-08 | -148.8369 | -148.8369 | 148.8369 | 411.9764
412.0762 | 2.3346e-09 | -172.6359 | 3.6825e-08 | -148.6771 | -148.6771 | 148.6771 | 412.0762
412.176 | 2.4664e-09 | -172.1586 | 3.7498e-08 | -148.5197 | -148.5197 | 148.5197 | 412.176
412.2758 | 2.6037e-09 | -171.6883 | 3.8174e-08 | -148.3647 | -148.3647 | 148.3647 | 412.2758
412.3756 | 2.7463e-09 | -171.2249 | 3.885e-08 | -148.2121 | -148.2121 | 148.2121 | 412.3756
412.4754 | 2.8946e-09 | -170.7683 | 3.9528e-08 | -148.0618 | -148.0618 | 148.0618 | 412.4754
412.5752 | 3.0485e-09 | -170.3183 | 4.0208e-08 | -147.9138 | -147.9138 | 147.9138 | 412.5752
412.675 | 3.2082e-09 | -169.8748 | 4.0888e-08 | -147.7682 | -147.7682 | 147.7682 | 412.675
412.7748 | 3.3738e-09 | -169.4377 | 4.1568e-08 | -147.6248 | -147.6248 | 147.6248 | 412.7748
412.8746 | 3.5454e-09 | -169.0068 | 4.2249e-08 | -147.4837 | -147.4837 | 147.4837 | 412.8746
412.9744 | 3.7231e-09 | -168.582 | 4.2929e-08 | -147.3449 | -147.3449 | 147.3449 | 412.9744
413.0742 | 3.907e-09 | -168.1631 | 4.361e-08 | -147.2083 | -147.2083 | 147.2083 | 413.0742
413.174 | 4.0973e-09 | -167.7501 | 4.429e-08 | -147.074 | -147.074 | 147.074 | 413.174
413.2738 | 4.2939e-09 | -167.3429 | 4.4969e-08 | -146.9418 | -146.9418 | 146.9418 | 413.2738
413.3736 | 4.4972e-09 | -166.9413 | 4.5646e-08 | -146.8119 | -146.8119 | 146.8119 | 413.3736
413.4734 | 4.707e-09 | -166.5452 | 4.6323e-08 | -146.6841 | -146.6841 | 146.6841 | 413.4734
413.5732 | 4.9235e-09 | -166.1545 | 4.6997e-08 | -146.5585 | -146.5585 | 146.5585 | 413.5732
413.673 | 5.1468e-09 | -165.7692 | 4.767e-08 | -146.4351 | -146.4351 | 146.4351 | 413.673
413.7728 | 5.3771e-09 | -165.3891 | 4.834e-08 | -146.3139 | -146.3139 | 146.3139 | 413.7728
413.8726 | 5.6143e-09 | -165.0141 | 4.9008e-08 | -146.1947 | -146.1947 | 146.1947 | 413.8726
413.9724 | 5.8585e-09 | -164.6442 | 4.9672e-08 | -146.0777 | -146.0777 | 146.0777 | 413.9724
414.0722 | 6.1099e-09 | -164.2793 | 5.0334e-08 | -145.9628 | -145.9628 | 145.9628 | 414.0722
414.172 | 6.3686e-09 | -163.9192 | 5.0992e-08 | -145.85 | -145.85 | 145.85 | 414.172
414.2718 | 6.6345e-09 | -163.5639 | 5.1646e-08 | -145.7392 | -145.7392 | 145.7392 | 414.2718
414.3716 | 6.9077e-09 | -163.2133 | 5.2296e-08 | -145.6306 | -145.6306 | 145.6306 | 414.3716
414.4714 | 7.1884e-09 | -162.8674 | 5.2942e-08 | -145.524 | -145.524 | 145.524 | 414.4714
414.5712 | 7.4765e-09 | -162.526 | 5.3583e-08 | -145.4194 | -145.4194 | 145.4194 | 414.5712
414.671 | 7.7722e-09 | -162.1891 | 5.4219e-08 | -145.3169 | -145.3169 | 145.3169 | 414.671
414.7708 | 8.0755e-09 | -161.8566 | 5.485e-08 | -145.2164 | -145.2164 | 145.2164 | 414.7708
414.8706 | 8.3864e-09 | -161.5285 | 5.5476e-08 | -145.118 | -145.118 | 145.118 | 414.8706
414.9704 | 8.705e-09 | -161.2046 | 5.6095e-08 | -145.0215 | -145.0215 | 145.0215 | 414.9704
415.0702 | 9.0314e-09 | -160.8849 | 5.6709e-08 | -144.927 | -144.927 | 144.927 | 415.0702
415.17 | 9.3654e-09 | -160.5694 | 5.7315e-08 | -144.8346 | -144.8346 | 144.8346 | 415.17
415.2698 | 9.7073e-09 | -160.258 | 5.7916e-08 | -144.7441 | -144.7441 | 144.7441 | 415.2698
415.3696 | 1.0057e-08 | -159.9506 | 5.8509e-08 | -144.6555 | -144.6555 | 144.6555 | 415.3696
415.4694 | 1.0415e-08 | -159.6472 | 5.9095e-08 | -144.569 | -144.569 | 144.569 | 415.4694
415.5692 | 1.078e-08 | -159.3477 | 5.9673e-08 | -144.4844 | -144.4844 | 144.4844 | 415.5692
415.669 | 1.1153e-08 | -159.0521 | 6.0244e-08 | -144.4017 | -144.4017 | 144.4017 | 415.669
415.7688 | 1.1534e-08 | -158.7602 | 6.0807e-08 | -144.321 | -144.321 | 144.321 | 415.7688
415.8686 | 1.1923e-08 | -158.4721 | 6.1361e-08 | -144.2422 | -144.2422 | 144.2422 | 415.8686
415.9684 | 1.232e-08 | -158.1877 | 6.1906e-08 | -144.1653 | -144.1653 | 144.1653 | 415.9684
416.0682 | 1.2725e-08 | -157.9069 | 6.2443e-08 | -144.0903 | -144.0903 | 144.0903 | 416.0682
416.168 | 1.3137e-08 | -157.6298 | 6.2971e-08 | -144.0172 | -144.0172 | 144.0172 | 416.168
416.2678 | 1.3558e-08 | -157.3562 | 6.3489e-08 | -143.9461 | -143.9461 | 143.9461 | 416.2678
416.3676 | 1.3986e-08 | -157.0861 | 6.3997e-08 | -143.8768 | -143.8768 | 143.8768 | 416.3676
416.4674 | 1.4422e-08 | -156.8194 | 6.4496e-08 | -143.8094 | -143.8094 | 143.8094 | 416.4674
416.5672 | 1.4866e-08 | -156.5562 | 6.4984e-08 | -143.7439 | -143.7439 | 143.7439 | 416.5672
416.667 | 1.5317e-08 | -156.2964 | 6.5462e-08 | -143.6802 | -143.6802 | 143.6802 | 416.667
416.7668 | 1.5776e-08 | -156.0399 | 6.593e-08 | -143.6184 | -143.6184 | 143.6184 | 416.7668
416.8666 | 1.6243e-08 | -155.7866 | 6.6386e-08 | -143.5585 | -143.5585 | 143.5585 | 416.8666
416.9664 | 1.6717e-08 | -155.5367 | 6.6832e-08 | -143.5004 | -143.5004 | 143.5004 | 416.9664
417.0662 | 1.7199e-08 | -155.2899 | 6.7266e-08 | -143.4441 | -143.4441 | 143.4441 | 417.0662
417.166 | 1.7688e-08 | -155.0463 | 6.7688e-08 | -143.3897 | -143.3897 | 143.3897 | 417.166
417.2658 | 1.8185e-08 | -154.8059 | 6.8099e-08 | -143.3372 | -143.3372 | 143.3372 | 417.2658
417.3656 | 1.8688e-08 | -154.5685 | 6.8498e-08 | -143.2864 | -143.2864 | 143.2864 | 417.3656
417.4654 | 1.9199e-08 | -154.3343 | 6.8885e-08 | -143.2375 | -143.2375 | 143.2375 | 417.4654
417.5652 | 1.9717e-08 | -154.103 | 6.926e-08 | -143.1904 | -143.1904 | 143.1904 | 417.5652
417.665 | 2.0242e-08 | -153.8748 | 6.9622e-08 | -143.1451 | -143.1451 | 143.1451 | 417.665
417.7648 | 2.0774e-08 | -153.6495 | 6.9971e-08 | -143.1016 | -143.1016 | 143.1016 | 417.7648
417.8646 | 2.1313e-08 | -153.4271 | 7.0308e-08 | -143.06 | -143.06 | 143.06 | 417.8646
417.9644 | 2.1858e-08 | -153.2077 | 7.0631e-08 | -143.0201 | -143.0201 | 143.0201 | 417.9644
418.0642 | 2.241e-08 | -152.9911 | 7.0941e-08 | -142.982 | -142.982 | 142.982 | 418.0642
418.164 | 2.2968e-08 | -152.7774 | 7.1238e-08 | -142.9457 | -142.9457 | 142.9457 | 418.164
418.2638 | 2.3533e-08 | -152.5665 | 7.1522e-08 | -142.9112 | -142.9112 | 142.9112 | 418.2638
418.3636 | 2.4104e-08 | -152.3584 | 7.1792e-08 | -142.8785 | -142.8785 | 142.8785 | 418.3636
418.4634 | 2.468e-08 | -152.153 | 7.2048e-08 | -142.8476 | -142.8476 | 142.8476 | 418.4634
418.5632 | 2.5263e-08 | -151.9504 | 7.229e-08 | -142.8184 | -142.8184 | 142.8184 | 418.5632
418.663 | 2.5851e-08 | -151.7504 | 7.2518e-08 | -142.7911 | -142.7911 | 142.7911 | 418.663
418.7628 | 2.6445e-08 | -151.5531 | 7.2732e-08 | -142.7654 | -142.7654 | 142.7654 | 418.7628
418.8626 | 2.7044e-08 | -151.3585 | 7.2932e-08 | -142.7416 | -142.7416 | 142.7416 | 418.8626
418.9624 | 2.7649e-08 | -151.1665 | 7.3118e-08 | -142.7195 | -142.7195 | 142.7195 | 418.9624
419.0622 | 2.8258e-08 | -150.9772 | 7.3289e-08 | -142.6992 | -142.6992 | 142.6992 | 419.0622
419.162 | 2.8872e-08 | -150.7904 | 7.3446e-08 | -142.6807 | -142.6807 | 142.6807 | 419.162
419.2618 | 2.9491e-08 | -150.6061 | 7.3588e-08 | -142.6639 | -142.6639 | 142.6639 | 419.2618
419.3616 | 3.0115e-08 | -150.4244 | 7.3716e-08 | -142.6488 | -142.6488 | 142.6488 | 419.3616
419.4614 | 3.0743e-08 | -150.2452 | 7.3828e-08 | -142.6355 | -142.6355 | 142.6355 | 419.4614
419.5612 | 3.1375e-08 | -150.0685 | 7.3926e-08 | -142.624 | -142.624 | 142.624 | 419.5612
419.661 | 3.201e-08 | -149.8942 | 7.401e-08 | -142.6142 | -142.6142 | 142.6142 | 419.661
419.7608 | 3.265e-08 | -149.7224 | 7.4078e-08 | -142.6062 | -142.6062 | 142.6062 | 419.7608
419.8606 | 3.3293e-08 | -149.553 | 7.4132e-08 | -142.5999 | -142.5999 | 142.5999 | 419.8606
419.9604 | 3.3939e-08 | -149.386 | 7.4171e-08 | -142.5953 | -142.5953 | 142.5953 | 419.9604
420.0602 | 3.4588e-08 | -149.2214 | 7.4195e-08 | -142.5925 | -142.5925 | 142.5925 | 420.0602
420.16 | 3.524e-08 | -149.0592 | 7.4204e-08 | -142.5915 | -142.5915 | 142.5915 | 420.16
420.2598 | 3.5895e-08 | -148.8993 | 7.4198e-08 | -142.5922 | -142.5922 | 142.5922 | 420.2598
420.3596 | 3.6552e-08 | -148.7418 | 7.4177e-08 | -142.5946 | -142.5946 | 142.5946 | 420.3596
420.4594 | 3.7211e-08 | -148.5865 | 7.4141e-08 | -142.5988 | -142.5988 | 142.5988 | 420.4594
420.5592 | 3.7872e-08 | -148.4336 | 7.4091e-08 | -142.6047 | -142.6047 | 142.6047 | 420.5592
420.659 | 3.8535e-08 | -148.2829 | 7.4026e-08 | -142.6123 | -142.6123 | 142.6123 | 420.659
420.7588 | 3.9199e-08 | -148.1345 | 7.3946e-08 | -142.6217 | -142.6217 | 142.6217 | 420.7588
420.8586 | 3.9864e-08 | -147.9883 | 7.3851e-08 | -142.6328 | -142.6328 | 142.6328 | 420.8586
420.9584 | 4.053e-08 | -147.8444 | 7.3742e-08 | -142.6457 | -142.6457 | 142.6457 | 420.9584
421.0582 | 4.1197e-08 | -147.7027 | 7.3618e-08 | -142.6603 | -142.6603 | 142.6603 | 421.0582
421.158 | 4.1864e-08 | -147.5631 | 7.348e-08 | -142.6767 | -142.6767 | 142.6767 | 421.158
421.2578 | 4.2532e-08 | -147.4258 | 7.3327e-08 | -142.6948 | -142.6948 | 142.6948 | 421.2578
421.3576 | 4.3199e-08 | -147.2906 | 7.3159e-08 | -142.7146 | -142.7146 | 142.7146 | 421.3576
421.4574 | 4.3865e-08 | -147.1576 | 7.2978e-08 | -142.7362 | -142.7362 | 142.7362 | 421.4574
421.5572 | 4.4531e-08 | -147.0267 | 7.2782e-08 | -142.7595 | -142.7595 | 142.7595 | 421.5572
421.657 | 4.5197e-08 | -146.8979 | 7.2573e-08 | -142.7846 | -142.7846 | 142.7846 | 421.657
421.7568 | 4.5861e-08 | -146.7712 | 7.2349e-08 | -142.8114 | -142.8114 | 142.8114 | 421.7568
421.8566 | 4.6523e-08 | -146.6466 | 7.2111e-08 | -142.8399 | -142.8399 | 142.8399 | 421.8566
421.9564 | 4.7184e-08 | -146.5242 | 7.186e-08 | -142.8702 | -142.8702 | 142.8702 | 421.9564
422.0562 | 4.7842e-08 | -146.4038 | 7.1596e-08 | -142.9023 | -142.9023 | 142.9023 | 422.0562
422.156 | 4.8499e-08 | -146.2854 | 7.1318e-08 | -142.9361 | -142.9361 | 142.9361 | 422.156
422.2558 | 4.9152e-08 | -146.1691 | 7.1026e-08 | -142.9716 | -142.9716 | 142.9716 | 422.2558
422.3556 | 4.9803e-08 | -146.0548 | 7.0722e-08 | -143.0089 | -143.0089 | 143.0089 | 422.3556
422.4554 | 5.0451e-08 | -145.9426 | 7.0404e-08 | -143.048 | -143.048 | 143.048 | 422.4554
422.5552 | 5.1096e-08 | -145.8323 | 7.0074e-08 | -143.0888 | -143.0888 | 143.0888 | 422.5552
422.655 | 5.1736e-08 | -145.7241 | 6.9731e-08 | -143.1314 | -143.1314 | 143.1314 | 422.655
422.7548 | 5.2373e-08 | -145.6178 | 6.9376e-08 | -143.1758 | -143.1758 | 143.1758 | 422.7548
422.8546 | 5.3006e-08 | -145.5136 | 6.9009e-08 | -143.2219 | -143.2219 | 143.2219 | 422.8546
422.9544 | 5.3634e-08 | -145.4113 | 6.8629e-08 | -143.2698 | -143.2698 | 143.2698 | 422.9544
423.0542 | 5.4257e-08 | -145.3109 | 6.8238e-08 | -143.3195 | -143.3195 | 143.3195 | 423.0542
423.154 | 5.4875e-08 | -145.2125 | 6.7835e-08 | -143.3709 | -143.3709 | 143.3709 | 423.154
423.2538 | 5.5488e-08 | -145.1161 | 6.742e-08 | -143.4242 | -143.4242 | 143.4242 | 423.2538
423.3536 | 5.6095e-08 | -145.0215 | 6.6995e-08 | -143.4792 | -143.4792 | 143.4792 | 423.3536
423.4534 | 5.6696e-08 | -144.9289 | 6.6558e-08 | -143.536 | -143.536 | 143.536 | 423.4534
423.5532 | 5.7291e-08 | -144.8382 | 6.6111e-08 | -143.5946 | -143.5946 | 143.5946 | 423.5532
423.653 | 5.788e-08 | -144.7494 | 6.5653e-08 | -143.655 | -143.655 | 143.655 | 423.653
423.7528 | 5.8462e-08 | -144.6625 | 6.5184e-08 | -143.7172 | -143.7172 | 143.7172 | 423.7528
423.8526 | 5.9037e-08 | -144.5775 | 6.4706e-08 | -143.7812 | -143.7812 | 143.7812 | 423.8526
423.9524 | 5.9605e-08 | -144.4944 | 6.4217e-08 | -143.847 | -143.847 | 143.847 | 423.9524
424.0522 | 6.0165e-08 | -144.4131 | 6.3719e-08 | -143.9146 | -143.9146 | 143.9146 | 424.0522
424.152 | 6.0718e-08 | -144.3337 | 6.3212e-08 | -143.984 | -143.984 | 143.984 | 424.152
424.2518 | 6.1263e-08 | -144.2561 | 6.2696e-08 | -144.0553 | -144.0553 | 144.0553 | 424.2518
424.3516 | 6.1799e-08 | -144.1804 | 6.217e-08 | -144.1284 | -144.1284 | 144.1284 | 424.3516
424.4514 | 6.2327e-08 | -144.1065 | 6.1636e-08 | -144.2033 | -144.1065 | 144.1065 | 424.4514
424.5512 | 6.2846e-08 | -144.0345 | 6.1094e-08 | -144.28 | -144.0345 | 144.0345 | 424.5512
424.651 | 6.3356e-08 | -143.9642 | 6.0544e-08 | -144.3586 | -143.9642 | 143.9642 | 424.651
424.7508 | 6.3857e-08 | -143.8958 | 5.9985e-08 | -144.4391 | -143.8958 | 143.8958 | 424.7508
424.8506 | 6.4349e-08 | -143.8292 | 5.942e-08 | -144.5214 | -143.8292 | 143.8292 | 424.8506
424.9504 | 6.483e-08 | -143.7644 | 5.8847e-08 | -144.6056 | -143.7644 | 143.7644 | 424.9504
425.0502 | 6.5302e-08 | -143.7014 | 5.8267e-08 | -144.6916 | -143.7014 | 143.7014 | 425.0502
425.15 | 6.5764e-08 | -143.6402 | 5.768e-08 | -144.7795 | -143.6402 | 143.6402 | 425.15
425.2498 | 6.6215e-08 | -143.5808 | 5.7087e-08 | -144.8693 | -143.5808 | 143.5808 | 425.2498
425.3496 | 6.6656e-08 | -143.5232 | 5.6487e-08 | -144.961 | -143.5232 | 143.5232 | 425.3496
425.4494 | 6.7086e-08 | -143.4673 | 5.5882e-08 | -145.0546 | -143.4673 | 143.4673 | 425.4494
425.5492 | 6.7505e-08 | -143.4132 | 5.5271e-08 | -145.1501 | -143.4132 | 143.4132 | 425.5492
425.649 | 6.7913e-08 | -143.3609 | 5.4654e-08 | -145.2475 | -143.3609 | 143.3609 | 425.649
425.7488 | 6.831e-08 | -143.3103 | 5.4033e-08 | -145.3468 | -143.3103 | 143.3103 | 425.7488
425.8486 | 6.8695e-08 | -143.2615 | 5.3407e-08 | -145.4481 | -143.2615 | 143.2615 | 425.8486
425.9484 | 6.9068e-08 | -143.2144 | 5.2776e-08 | -145.5512 | -143.2144 | 143.2144 | 425.9484
426.0482 | 6.9429e-08 | -143.1691 | 5.2141e-08 | -145.6564 | -143.1691 | 143.1691 | 426.0482
426.148 | 6.9779e-08 | -143.1255 | 5.1502e-08 | -145.7634 | -143.1255 | 143.1255 | 426.148
426.2478 | 7.0116e-08 | -143.0837 | 5.086e-08 | -145.8725 | -143.0837 | 143.0837 | 426.2478
426.3476 | 7.044e-08 | -143.0436 | 5.0214e-08 | -145.9835 | -143.0436 | 143.0436 | 426.3476
426.4474 | 7.0752e-08 | -143.0052 | 4.9565e-08 | -146.0965 | -143.0052 | 143.0052 | 426.4474
426.5472 | 7.1052e-08 | -142.9685 | 4.8913e-08 | -146.2115 | -142.9685 | 142.9685 | 426.5472
426.647 | 7.1338e-08 | -142.9336 | 4.8259e-08 | -146.3284 | -142.9336 | 142.9336 | 426.647
426.7468 | 7.1611e-08 | -142.9004 | 4.7602e-08 | -146.4474 | -142.9004 | 142.9004 | 426.7468
426.8466 | 7.1872e-08 | -142.8689 | 4.6944e-08 | -146.5684 | -142.8689 | 142.8689 | 426.8466
426.9464 | 7.2119e-08 | -142.839 | 4.6284e-08 | -146.6914 | -142.839 | 142.839 | 426.9464
427.0462 | 7.2352e-08 | -142.811 | 4.5622e-08 | -146.8165 | -142.811 | 142.811 | 427.0462
427.146 | 7.2572e-08 | -142.7846 | 4.4959e-08 | -146.9436 | -142.7846 | 142.7846 | 427.146
427.2458 | 7.2779e-08 | -142.7599 | 4.4296e-08 | -147.0728 | -142.7599 | 142.7599 | 427.2458
427.3456 | 7.2972e-08 | -142.7369 | 4.3631e-08 | -147.204 | -142.7369 | 142.7369 | 427.3456
427.4454 | 7.3151e-08 | -142.7156 | 4.2967e-08 | -147.3374 | -142.7156 | 142.7156 | 427.4454
427.5452 | 7.3316e-08 | -142.696 | 4.2302e-08 | -147.4728 | -142.696 | 142.696 | 427.5452
427.645 | 7.3468e-08 | -142.6781 | 4.1637e-08 | -147.6103 | -142.6781 | 142.6781 | 427.645
427.7448 | 7.3605e-08 | -142.6618 | 4.0973e-08 | -147.75 | -142.6618 | 142.6618 | 427.7448
427.8446 | 7.3728e-08 | -142.6473 | 4.031e-08 | -147.8918 | -142.6473 | 142.6473 | 427.8446
427.9444 | 7.3838e-08 | -142.6344 | 3.9647e-08 | -148.0357 | -142.6344 | 142.6344 | 427.9444
428.0442 | 7.3933e-08 | -142.6233 | 3.8986e-08 | -148.1818 | -142.6233 | 142.6233 | 428.0442
428.144 | 7.4013e-08 | -142.6138 | 3.8326e-08 | -148.33 | -142.6138 | 142.6138 | 428.144
428.2438 | 7.408e-08 | -142.606 | 3.7668e-08 | -148.4805 | -142.606 | 142.606 | 428.2438
428.3436 | 7.4132e-08 | -142.5998 | 3.7012e-08 | -148.6331 | -142.5998 | 142.5998 | 428.3436
428.4434 | 7.417e-08 | -142.5954 | 3.6358e-08 | -148.788 | -142.5954 | 142.5954 | 428.4434
428.5432 | 7.4194e-08 | -142.5926 | 3.5706e-08 | -148.9451 | -142.5926 | 142.5926 | 428.5432
428.643 | 7.4204e-08 | -142.5915 | 3.5057e-08 | -149.1044 | -142.5915 | 142.5915 | 428.643
428.7428 | 7.4199e-08 | -142.5921 | 3.4411e-08 | -149.266 | -142.5921 | 142.5921 | 428.7428
428.8426 | 7.418e-08 | -142.5943 | 3.3768e-08 | -149.4299 | -142.5943 | 142.5943 | 428.8426
428.9424 | 7.4146e-08 | -142.5982 | 3.3128e-08 | -149.5961 | -142.5982 | 142.5982 | 428.9424
429.0422 | 7.4098e-08 | -142.6038 | 3.2492e-08 | -149.7646 | -142.6038 | 142.6038 | 429.0422
429.142 | 7.4037e-08 | -142.6111 | 3.1859e-08 | -149.9354 | -142.6111 | 142.6111 | 429.142
429.2418 | 7.396e-08 | -142.62 | 3.123e-08 | -150.1085 | -142.62 | 142.62 | 429.2418
429.3416 | 7.387e-08 | -142.6306 | 3.0605e-08 | -150.284 | -142.6306 | 142.6306 | 429.3416
429.4414 | 7.3766e-08 | -142.6429 | 2.9985e-08 | -150.4619 | -142.6429 | 142.6429 | 429.4414
429.5412 | 7.3647e-08 | -142.6568 | 2.9369e-08 | -150.6422 | -142.6568 | 142.6568 | 429.5412
429.641 | 7.3515e-08 | -142.6725 | 2.8758e-08 | -150.8249 | -142.6725 | 142.6725 | 429.641
429.7408 | 7.3369e-08 | -142.6898 | 2.8151e-08 | -151.01 | -142.6898 | 142.6898 | 429.7408
429.8406 | 7.3209e-08 | -142.7087 | 2.755e-08 | -151.1976 | -142.7087 | 142.7087 | 429.8406
429.9404 | 7.3035e-08 | -142.7294 | 2.6953e-08 | -151.3877 | -142.7294 | 142.7294 | 429.9404
430.0402 | 7.2848e-08 | -142.7517 | 2.6363e-08 | -151.5803 | -142.7517 | 142.7517 | 430.0402
430.14 | 7.2647e-08 | -142.7757 | 2.5777e-08 | -151.7753 | -142.7757 | 142.7757 | 430.14
430.2398 | 7.2433e-08 | -142.8013 | 2.5197e-08 | -151.973 | -142.8013 | 142.8013 | 430.2398
430.3396 | 7.2205e-08 | -142.8287 | 2.4623e-08 | -152.1732 | -142.8287 | 142.8287 | 430.3396
430.4394 | 7.1964e-08 | -142.8577 | 2.4055e-08 | -152.3759 | -142.8577 | 142.8577 | 430.4394
430.5392 | 7.171e-08 | -142.8884 | 2.3493e-08 | -152.5813 | -142.8884 | 142.8884 | 430.5392
430.639 | 7.1443e-08 | -142.9208 | 2.2937e-08 | -152.7893 | -142.9208 | 142.9208 | 430.639
430.7388 | 7.1164e-08 | -142.9548 | 2.2387e-08 | -153 | -142.9548 | 142.9548 | 430.7388
430.8386 | 7.0871e-08 | -142.9906 | 2.1844e-08 | -153.2133 | -142.9906 | 142.9906 | 430.8386
430.9384 | 7.0566e-08 | -143.028 | 2.1308e-08 | -153.4293 | -143.028 | 143.028 | 430.9384
431.0382 | 7.0249e-08 | -143.0672 | 2.0778e-08 | -153.6481 | -143.0672 | 143.0672 | 431.0382
431.138 | 6.992e-08 | -143.108 | 2.0254e-08 | -153.8696 | -143.108 | 143.108 | 431.138
431.2378 | 6.9578e-08 | -143.1505 | 1.9738e-08 | -154.0939 | -143.1505 | 143.1505 | 431.2378
431.3376 | 6.9225e-08 | -143.1947 | 1.9229e-08 | -154.3211 | -143.1947 | 143.1947 | 431.3376
431.4374 | 6.886e-08 | -143.2407 | 1.8726e-08 | -154.551 | -143.2407 | 143.2407 | 431.4374
431.5372 | 6.8484e-08 | -143.2883 | 1.8231e-08 | -154.7839 | -143.2883 | 143.2883 | 431.5372
431.637 | 6.8096e-08 | -143.3376 | 1.7743e-08 | -155.0196 | -143.3376 | 143.3376 | 431.637
431.7368 | 6.7697e-08 | -143.3886 | 1.7262e-08 | -155.2582 | -143.3886 | 143.3886 | 431.7368
431.8366 | 6.7287e-08 | -143.4414 | 1.6788e-08 | -155.4999 | -143.4414 | 143.4414 | 431.8366
431.9364 | 6.6866e-08 | -143.4958 | 1.6322e-08 | -155.7445 | -143.4958 | 143.4958 | 431.9364
432.0362 | 6.6435e-08 | -143.552 | 1.5863e-08 | -155.9921 | -143.552 | 143.552 | 432.0362
432.136 | 6.5994e-08 | -143.6099 | 1.5412e-08 | -156.2428 | -143.6099 | 143.6099 | 432.136
432.2358 | 6.5542e-08 | -143.6696 | 1.4968e-08 | -156.4966 | -143.6696 | 143.6696 | 432.2358
432.3356 | 6.5081e-08 | -143.7309 | 1.4532e-08 | -156.7535 | -143.7309 | 143.7309 | 432.3356
432.4354 | 6.461e-08 | -143.794 | 1.4103e-08 | -157.0135 | -143.794 | 143.794 | 432.4354
432.5352 | 6.4129e-08 | -143.8588 | 1.3682e-08 | -157.2768 | -143.8588 | 143.8588 | 432.5352
432.635 | 6.364e-08 | -143.9254 | 1.3269e-08 | -157.5433 | -143.9254 | 143.9254 | 432.635
432.7348 | 6.3141e-08 | -143.9937 | 1.2863e-08 | -157.8131 | -143.9937 | 143.9937 | 432.7348
432.8346 | 6.2634e-08 | -144.0638 | 1.2465e-08 | -158.0862 | -144.0638 | 144.0638 | 432.8346
432.9344 | 6.2118e-08 | -144.1357 | 1.2075e-08 | -158.3626 | -144.1357 | 144.1357 | 432.9344
433.0342 | 6.1594e-08 | -144.2093 | 1.1692e-08 | -158.6424 | -144.2093 | 144.2093 | 433.0342
433.134 | 6.1062e-08 | -144.2846 | 1.1317e-08 | -158.9257 | -144.2846 | 144.2846 | 433.134
433.2338 | 6.0522e-08 | -144.3618 | 1.0949e-08 | -159.2125 | -144.3618 | 144.3618 | 433.2338
433.3336 | 5.9975e-08 | -144.4407 | 1.0589e-08 | -159.5028 | -144.4407 | 144.4407 | 433.3336
433.4334 | 5.942e-08 | -144.5214 | 1.0237e-08 | -159.7966 | -144.5214 | 144.5214 | 433.4334
433.5332 | 5.8858e-08 | -144.6039 | 9.8923e-09 | -160.0941 | -144.6039 | 144.6039 | 433.5332
433.633 | 5.829e-08 | -144.6881 | 9.5552e-09 | -160.3952 | -144.6881 | 144.6881 | 433.633
433.7328 | 5.7715e-08 | -144.7742 | 9.2256e-09 | -160.7001 | -144.7742 | 144.7742 | 433.7328
433.8326 | 5.7134e-08 | -144.8621 | 8.9036e-09 | -161.0087 | -144.8621 | 144.8621 | 433.8326
433.9324 | 5.6547e-08 | -144.9518 | 8.589e-09 | -161.3212 | -144.9518 | 144.9518 | 433.9324
434.0322 | 5.5954e-08 | -145.0434 | 8.2818e-09 | -161.6375 | -145.0434 | 145.0434 | 434.0322
434.132 | 5.5356e-08 | -145.1367 | 7.982e-09 | -161.9577 | -145.1367 | 145.1367 | 434.132
434.2318 | 5.4753e-08 | -145.2319 | 7.6896e-09 | -162.282 | -145.2319 | 145.2319 | 434.2318
434.3316 | 5.4144e-08 | -145.3289 | 7.4044e-09 | -162.6102 | -145.3289 | 145.3289 | 434.3316
434.4314 | 5.3531e-08 | -145.4278 | 7.1264e-09 | -162.9426 | -145.4278 | 145.4278 | 434.4314
434.5312 | 5.2914e-08 | -145.5286 | 6.8555e-09 | -163.2792 | -145.5286 | 145.5286 | 434.5312
434.631 | 5.2293e-08 | -145.6312 | 6.5918e-09 | -163.6199 | -145.6312 | 145.6312 | 434.631
434.7308 | 5.1667e-08 | -145.7357 | 6.335e-09 | -163.965 | -145.7357 | 145.7357 | 434.7308
434.8306 | 5.1039e-08 | -145.842 | 6.0852e-09 | -164.3144 | -145.842 | 145.842 | 434.8306
434.9304 | 5.0406e-08 | -145.9503 | 5.8423e-09 | -164.6683 | -145.9503 | 145.9503 | 434.9304
435.0302 | 4.9771e-08 | -146.0604 | 5.6062e-09 | -165.0266 | -146.0604 | 146.0604 | 435.0302
435.13 | 4.9133e-08 | -146.1725 | 5.3768e-09 | -165.3896 | -146.1725 | 146.1725 | 435.13
435.2298 | 4.8493e-08 | -146.2865 | 5.154e-09 | -165.7571 | -146.2865 | 146.2865 | 435.2298
435.3296 | 4.785e-08 | -146.4024 | 4.9377e-09 | -166.1294 | -146.4024 | 146.4024 | 435.3296
435.4294 | 4.7205e-08 | -146.5202 | 4.728e-09 | -166.5065 | -146.5202 | 146.5202 | 435.4294
435.5292 | 4.6559e-08 | -146.64 | 4.5245e-09 | -166.8885 | -146.64 | 146.64 | 435.5292
435.629 | 4.5911e-08 | -146.7617 | 4.3274e-09 | -167.2755 | -146.7617 | 146.7617 | 435.629
435.7288 | 4.5262e-08 | -146.8854 | 4.1364e-09 | -167.6675 | -146.8854 | 146.8854 | 435.7288
435.8286 | 4.4611e-08 | -147.0111 | 3.9516e-09 | -168.0646 | -147.0111 | 147.0111 | 435.8286
435.9284 | 4.3961e-08 | -147.1387 | 3.7727e-09 | -168.467 | -147.1387 | 147.1387 | 435.9284
436.0282 | 4.3309e-08 | -147.2684 | 3.5997e-09 | -168.8748 | -147.2684 | 147.2684 | 436.0282
436.128 | 4.2658e-08 | -147.4001 | 3.4324e-09 | -169.2879 | -147.4001 | 147.4001 | 436.128
436.2278 | 4.2006e-08 | -147.5337 | 3.2709e-09 | -169.7066 | -147.5337 | 147.5337 | 436.2278
436.3276 | 4.1355e-08 | -147.6695 | 3.1149e-09 | -170.131 | -147.6695 | 147.6695 | 436.3276
436.4274 | 4.0704e-08 | -147.8072 | 2.9645e-09 | -170.5611 | -147.8072 | 147.8072 | 436.4274
436.5272 | 4.0054e-08 | -147.947 | 2.8193e-09 | -170.997 | -147.947 | 147.947 | 436.5272
436.627 | 3.9405e-08 | -148.0889 | 2.6795e-09 | -171.439 | -148.0889 | 148.0889 | 436.627
436.7268 | 3.8758e-08 | -148.2328 | 2.5448e-09 | -171.887 | -148.2328 | 148.2328 | 436.7268
436.8266 | 3.8111e-08 | -148.3789 | 2.4151e-09 | -172.3413 | -148.3789 | 148.3789 | 436.8266
436.9264 | 3.7467e-08 | -148.527 | 2.2904e-09 | -172.8019 | -148.527 | 148.527 | 436.9264
437.0262 | 3.6824e-08 | -148.6773 | 2.1705e-09 | -173.2689 | -148.6773 | 148.6773 | 437.0262
437.126 | 3.6184e-08 | -148.8297 | 2.0553e-09 | -173.7427 | -148.8297 | 148.8297 | 437.126
437.2258 | 3.5546e-08 | -148.9843 | 1.9447e-09 | -174.2231 | -148.9843 | 148.9843 | 437.2258
437.3256 | 3.491e-08 | -149.141 | 1.8385e-09 | -174.7105 | -149.141 | 149.141 | 437.3256
437.4254 | 3.4277e-08 | -149.2999 | 1.7368e-09 | -175.205 | -149.2999 | 149.2999 | 437.4254
437.5252 | 3.3648e-08 | -149.4609 | 1.6393e-09 | -175.7067 | -149.4609 | 149.4609 | 437.5252
437.625 | 3.3021e-08 | -149.6242 | 1.546e-09 | -176.2158 | -149.6242 | 149.6242 | 437.625
437.7248 | 3.2398e-08 | -149.7897 | 1.4567e-09 | -176.7324 | -149.7897 | 149.7897 | 437.7248
437.8246 | 3.1778e-08 | -149.9574 | 1.3714e-09 | -177.2568 | -149.9574 | 149.9574 | 437.8246
437.9244 | 3.1162e-08 | -150.1274 | 1.2899e-09 | -177.7891 | -150.1274 | 150.1274 | 437.9244
438.0242 | 3.055e-08 | -150.2997 | 1.2121e-09 | -178.3296 | -150.2997 | 150.2997 | 438.0242
438.124 | 2.9942e-08 | -150.4743 | 1.1378e-09 | -178.8783 | -150.4743 | 150.4743 | 438.124
438.2238 | 2.9339e-08 | -150.6511 | 1.0671e-09 | -179.4356 | -150.6511 | 150.6511 | 438.2238
438.3236 | 2.874e-08 | -150.8303 | 9.998e-10 | -180.0017 | -150.8303 | 150.8303 | 438.3236
438.4234 | 2.8146e-08 | -151.0118 | 9.3576e-10 | -180.5767 | -151.0118 | 151.0118 | 438.4234
438.5232 | 2.7556e-08 | -151.1957 | 8.7489e-10 | -181.161 | -151.1957 | 151.1957 | 438.5232
438.623 | 2.6971e-08 | -151.3819 | 8.1708e-10 | -181.7547 | -151.3819 | 151.3819 | 438.623
438.7228 | 2.6392e-08 | -151.5706 | 7.6225e-10 | -182.3581 | -151.5706 | 151.5706 | 438.7228
438.8226 | 2.5818e-08 | -151.7617 | 7.1027e-10 | -182.9715 | -151.7617 | 151.7617 | 438.8226
438.9224 | 2.5249e-08 | -151.9552 | 6.6106e-10 | -183.5952 | -151.9552 | 151.9552 | 438.9224
439.0222 | 2.4686e-08 | -152.1511 | 6.1451e-10 | -184.2295 | -152.1511 | 152.1511 | 439.0222
439.122 | 2.4128e-08 | -152.3496 | 5.7052e-10 | -184.8746 | -152.3496 | 152.3496 | 439.122
439.2218 | 2.3576e-08 | -152.5505 | 5.29e-10 | -185.5309 | -152.5505 | 152.5505 | 439.2218
439.3216 | 2.303e-08 | -152.754 | 4.8985e-10 | -186.1988 | -152.754 | 152.754 | 439.3216
439.4214 | 2.249e-08 | -152.96 | 4.5298e-10 | -186.8785 | -152.96 | 152.96 | 439.4214
439.5212 | 2.1957e-08 | -153.1686 | 4.1829e-10 | -187.5705 | -153.1686 | 153.1686 | 439.5212
439.621 | 2.1429e-08 | -153.3798 | 3.8569e-10 | -188.2752 | -153.3798 | 153.3798 | 439.621
439.7208 | 2.0908e-08 | -153.5936 | 3.551e-10 | -188.9929 | -153.5936 | 153.5936 | 439.7208
439.8206 | 2.0394e-08 | -153.8101 | 3.2643e-10 | -189.7241 | -153.8101 | 153.8101 | 439.8206
439.9204 | 1.9886e-08 | -154.0292 | 2.9959e-10 | -190.4693 | -154.0292 | 154.0292 | 439.9204
440.0202 | 1.9384e-08 | -154.251 | 2.7451e-10 | -191.2289 | -154.251 | 154.251 | 440.0202
440.12 | 1.889e-08 | -154.4755 | 2.5109e-10 | -192.0035 | -154.4755 | 154.4755 | 440.12
440.2198 | 1.8402e-08 | -154.7028 | 2.2926e-10 | -192.7936 | -154.7028 | 154.7028 | 440.2198
440.3196 | 1.7921e-08 | -154.9328 | 2.0894e-10 | -193.5996 | -154.9328 | 154.9328 | 440.3196
440.4194 | 1.7447e-08 | -155.1657 | 1.9006e-10 | -194.4224 | -155.1657 | 155.1657 | 440.4194
440.5192 | 1.698e-08 | -155.4013 | 1.7254e-10 | -195.2624 | -155.4013 | 155.4013 | 440.5192
440.619 | 1.652e-08 | -155.6399 | 1.5631e-10 | -196.1204 | -155.6399 | 155.6399 | 440.619
440.7188 | 1.6067e-08 | -155.8813 | 1.413e-10 | -196.997 | -155.8813 | 155.8813 | 440.7188
440.8186 | 1.5621e-08 | -156.1257 | 1.2745e-10 | -197.8931 | -156.1257 | 156.1257 | 440.8186
440.9184 | 1.5183e-08 | -156.373 | 1.1469e-10 | -198.8094 | -156.373 | 156.373 | 440.9184
441.0182 | 1.4752e-08 | -156.6233 | 1.0296e-10 | -199.7468 | -156.6233 | 156.6233 | 441.0182
441.118 | 1.4328e-08 | -156.8766 | 9.2191e-11 | -200.7062 | -156.8766 | 156.8766 | 441.118
441.2178 | 1.3911e-08 | -157.1329 | 8.2332e-11 | -201.6887 | -157.1329 | 157.1329 | 441.2178
441.3176 | 1.3501e-08 | -157.3924 | 7.3323e-11 | -202.6952 | -157.3924 | 157.3924 | 441.3176
441.4174 | 1.3099e-08 | -157.655 | 6.5111e-11 | -203.7269 | -157.655 | 157.655 | 441.4174
441.5172 | 1.2705e-08 | -157.9207 | 5.7644e-11 | -204.785 | -157.9207 | 157.9207 | 441.5172
441.617 | 1.2317e-08 | -158.1897 | 5.087e-11 | -205.8708 | -158.1897 | 158.1897 | 441.617
441.7168 | 1.1937e-08 | -158.4618 | 4.4742e-11 | -206.9858 | -158.4618 | 158.4618 | 441.7168
441.8166 | 1.1565e-08 | -158.7373 | 3.9213e-11 | -208.1314 | -158.7373 | 158.7373 | 441.8166
441.9164 | 1.1199e-08 | -159.0161 | 3.424e-11 | -209.3092 | -159.0161 | 159.0161 | 441.9164
442.0162 | 1.0842e-08 | -159.2982 | 2.9781e-11 | -210.5212 | -159.2982 | 159.2982 | 442.0162
442.116 | 1.0491e-08 | -159.5837 | 2.5795e-11 | -211.7692 | -159.5837 | 159.5837 | 442.116
442.2158 | 1.0148e-08 | -159.8727 | 2.2245e-11 | -213.0553 | -159.8727 | 159.8727 | 442.2158
442.3156 | 9.8116e-09 | -160.1652 | 1.9094e-11 | -214.3818 | -160.1652 | 160.1652 | 442.3156
442.4154 | 9.4829e-09 | -160.4612 | 1.6309e-11 | -215.7514 | -160.4612 | 160.4612 | 442.4154
442.5152 | 9.1614e-09 | -160.7608 | 1.3857e-11 | -217.1666 | -160.7608 | 160.7608 | 442.5152
442.615 | 8.8471e-09 | -161.064 | 1.1707e-11 | -218.6307 | -161.064 | 161.064 | 442.615
442.7148 | 8.54e-09 | -161.3709 | 9.8322e-12 | -220.147 | -161.3709 | 161.3709 | 442.7148
442.8146 | 8.24e-09 | -161.6815 | 8.2042e-12 | -221.7192 | -161.6815 | 161.6815 | 442.8146
442.9144 | 7.947e-09 | -161.9959 | 6.7986e-12 | -223.3516 | -161.9959 | 161.9959 | 442.9144
443.0142 | 7.6611e-09 | -162.3142 | 5.592e-12 | -225.0487 | -162.3142 | 162.3142 | 443.0142
443.114 | 7.3822e-09 | -162.6363 | 4.5625e-12 | -226.8159 | -162.6363 | 162.6363 | 443.114
443.2138 | 7.1102e-09 | -162.9624 | 3.6902e-12 | -228.659 | -162.9624 | 162.9624 | 443.2138
443.3136 | 6.8451e-09 | -163.2924 | 2.9564e-12 | -230.5847 | -163.2924 | 163.2924 | 443.3136
443.4134 | 6.5867e-09 | -163.6266 | 2.344e-12 | -232.6008 | -163.6266 | 163.6266 | 443.4134
443.5132 | 6.3351e-09 | -163.9649 | 1.8374e-12 | -234.7158 | -163.9649 | 163.9649 | 443.5132
443.613 | 6.0902e-09 | -164.3073 | 1.4223e-12 | -236.9399 | -164.3073 | 164.3073 | 443.613
443.7128 | 5.8519e-09 | -164.654 | 1.0858e-12 | -239.2849 | -164.654 | 164.654 | 443.7128
443.8126 | 5.6201e-09 | -165.0051 | 8.1616e-13 | -241.7644 | -165.0051 | 165.0051 | 443.8126
443.9124 | 5.3948e-09 | -165.3605 | 6.0292e-13 | -244.3948 | -165.3605 | 165.3605 | 443.9124
444.0122 | 5.1758e-09 | -165.7204 | 4.3675e-13 | -247.1954 | -165.7204 | 165.7204 | 444.0122
444.112 | 4.9632e-09 | -166.0848 | 3.094e-13 | -250.1896 | -166.0848 | 166.0848 | 444.112
444.2118 | 4.7567e-09 | -166.4538 | 2.1365e-13 | -253.4059 | -166.4538 | 166.4538 | 444.2118
444.3116 | 4.5564e-09 | -166.8275 | 1.4322e-13 | -256.88 | -166.8275 | 166.8275 | 444.3116
444.4114 | 4.3622e-09 | -167.206 | 9.2722e-14 | -260.6564 | -167.206 | 167.206 | 444.4114
444.5112 | 4.1738e-09 | -167.5893 | 5.7593e-14 | -264.7927 | -167.5893 | 167.5893 | 444.5112
444.611 | 3.9914e-09 | -167.9775 | 3.4023e-14 | -269.3645 | -167.9775 | 167.9775 | 444.611
444.7108 | 3.8147e-09 | -168.3708 | 1.8892e-14 | -274.4745 | -168.3708 | 168.3708 | 444.7108
444.8106 | 3.6437e-09 | -168.7691 | 9.6983e-15 | -280.2661 | -168.7691 | 168.7691 | 444.8106
444.9104 | 3.4783e-09 | -169.1727 | 4.4929e-15 | -286.9495 | -169.1727 | 169.1727 | 444.9104
445.0102 | 3.3184e-09 | -169.5815 | 1.8093e-15 | -294.85 | -169.5815 | 169.5815 | 445.0102
445.11 | 3.1638e-09 | -169.9958 | 5.9485e-16 | -304.5119 | -169.9958 | 169.9958 | 445.11
445.2098 | 3.0146e-09 | -170.4155 | 1.4202e-16 | -316.9531 | -170.4155 | 170.4155 | 445.2098
445.3096 | 2.8705e-09 | -170.8408 | 1.8945e-17 | -334.4502 | -170.8408 | 170.8408 | 445.3096
445.4094 | 2.7316e-09 | -171.2718 | 6.1637e-19 | -364.2031 | -171.2718 | 171.2718 | 445.4094
445.5092 | 2.5976e-09 | -171.7086 | 7.441e-28 | -542.5674 | -171.7086 | 171.7086 | 445.5092
445.609 | 2.4685e-09 | -172.1514 | 5.2021e-19 | -365.6764 | -172.1514 | 172.1514 | 445.609
445.7088 | 2.3442e-09 | -172.6002 | 1.7346e-17 | -335.2159 | -172.6002 | 172.6002 | 445.7088
445.8086 | 2.2245e-09 | -173.0552 | 1.3341e-16 | -317.4959 | -173.0552 | 173.0552 | 445.8086
445.9084 | 2.1095e-09 | -173.5165 | 5.654e-16 | -304.9529 | -173.5165 | 173.5165 | 445.9084
446.0082 | 1.9989e-09 | -173.9842 | 1.7303e-15 | -295.2377 | -173.9842 | 173.9842 | 446.0082
446.108 | 1.8927e-09 | -174.4585 | 4.3111e-15 | -287.3082 | -174.4585 | 174.4585 | 446.108
446.2078 | 1.7907e-09 | -174.9395 | 9.3222e-15 | -280.6096 | -174.9395 | 174.9395 | 446.2078
446.3076 | 1.6929e-09 | -175.4274 | 1.8173e-14 | -274.8114 | -175.4274 | 175.4274 | 446.3076
446.4074 | 1.5991e-09 | -175.9223 | 3.2731e-14 | -269.7007 | -175.9223 | 175.9223 | 446.4074
446.5072 | 1.5093e-09 | -176.4244 | 5.5386e-14 | -265.1321 | -176.4244 | 176.4244 | 446.5072
446.607 | 1.4233e-09 | -176.9338 | 8.9105e-14 | -261.0019 | -176.9338 | 176.9338 | 446.607
446.7068 | 1.3411e-09 | -177.4507 | 1.375e-13 | -257.2339 | -177.4507 | 177.4507 | 446.7068
446.8066 | 1.2625e-09 | -177.9753 | 2.0488e-13 | -253.77 | -177.9753 | 177.9753 | 446.8066
446.9064 | 1.1874e-09 | -178.5077 | 2.9631e-13 | -250.565 | -178.5077 | 178.5077 | 446.9064
447.0062 | 1.1158e-09 | -179.0483 | 4.1767e-13 | -247.5834 | -179.0483 | 179.0483 | 447.0062
447.106 | 1.0475e-09 | -179.597 | 5.757e-13 | -244.7961 | -179.597 | 179.597 | 447.106
447.2058 | 9.8239e-10 | -180.1543 | 7.7805e-13 | -242.1798 | -180.1543 | 180.1543 | 447.2058
447.3056 | 9.2042e-10 | -180.7202 | 1.0334e-12 | -239.7149 | -180.7202 | 180.7202 | 447.3056
447.4054 | 8.6148e-10 | -181.2951 | 1.3513e-12 | -237.3851 | -181.2951 | 181.2951 | 447.4054
447.5052 | 8.0546e-10 | -181.8791 | 1.7425e-12 | -235.1765 | -181.8791 | 181.8791 | 447.5052
447.605 | 7.5227e-10 | -182.4725 | 2.2188e-12 | -233.0774 | -182.4725 | 182.4725 | 447.605
447.7048 | 7.0182e-10 | -183.0755 | 2.7933e-12 | -231.0777 | -183.0755 | 183.0755 | 447.7048
447.8046 | 6.54e-10 | -183.6885 | 3.48e-12 | -229.1685 | -183.6885 | 183.6885 | 447.8046
447.9044 | 6.0872e-10 | -184.3116 | 4.2943e-12 | -227.3421 | -184.3116 | 184.3116 | 447.9044
448.0042 | 5.659e-10 | -184.9453 | 5.2529e-12 | -225.5919 | -184.9453 | 184.9453 | 448.0042
448.104 | 5.2543e-10 | -185.5897 | 6.3738e-12 | -223.912 | -185.5897 | 185.5897 | 448.104
448.2038 | 4.8724e-10 | -186.2452 | 7.6763e-12 | -222.297 | -186.2452 | 186.2452 | 448.2038
448.3036 | 4.5122e-10 | -186.9122 | 9.181e-12 | -220.7422 | -186.9122 | 186.9122 | 448.3036
448.4034 | 4.173e-10 | -187.591 | 1.091e-11 | -219.2435 | -187.591 | 187.591 | 448.4034
448.5032 | 3.8539e-10 | -188.2819 | 1.2887e-11 | -217.7972 | -188.2819 | 188.2819 | 448.5032
448.603 | 3.5541e-10 | -188.9855 | 1.5136e-11 | -216.3998 | -188.9855 | 188.9855 | 448.603
448.7028 | 3.2727e-10 | -189.7019 | 1.7684e-11 | -215.0482 | -189.7019 | 189.7019 | 448.7028
448.8026 | 3.0089e-10 | -190.4318 | 2.056e-11 | -213.7396 | -190.4318 | 190.4318 | 448.8026
448.9024 | 2.762e-10 | -191.1755 | 2.3791e-11 | -212.4716 | -191.1755 | 191.1755 | 448.9024
449.0022 | 2.5312e-10 | -191.9336 | 2.741e-11 | -211.2418 | -191.9336 | 191.9336 | 449.0022
449.102 | 2.3157e-10 | -192.7064 | 3.1448e-11 | -210.0481 | -192.7064 | 192.7064 | 449.102
449.2018 | 2.1148e-10 | -193.4946 | 3.5939e-11 | -208.8886 | -193.4946 | 193.4946 | 449.2018
449.3016 | 1.9278e-10 | -194.2988 | 4.092e-11 | -207.7613 | -194.2988 | 194.2988 | 449.3016
449.4014 | 1.754e-10 | -195.1194 | 4.6426e-11 | -206.6648 | -195.1194 | 195.1194 | 449.4014
449.5012 | 1.5927e-10 | -195.9572 | 5.2496e-11 | -205.5975 | -195.9572 | 195.9572 | 449.5012
449.601 | 1.4433e-10 | -196.8128 | 5.9171e-11 | -204.5579 | -196.8128 | 196.8128 | 449.601
449.7008 | 1.3051e-10 | -197.6869 | 6.6491e-11 | -203.5447 | -197.6869 | 197.6869 | 449.7008
449.8006 | 1.1776e-10 | -198.5803 | 7.45e-11 | -202.5568 | -198.5803 | 198.5803 | 449.8006
449.9004 | 1.06e-10 | -199.4937 | 8.3243e-11 | -201.593 | -199.4937 | 199.4937 | 449.9004
450.0002 | 9.5191e-11 | -200.428 | 9.2766e-11 | -200.6523 | -200.428 | 200.428 | 450.0002
450.1 | 8.5269e-11 | -201.3842 | 1.0312e-10 | -199.7335 | -199.7335 | 199.7335 | 450.1
450.1998 | 7.618e-11 | -202.3632 | 1.1434e-10 | -198.836 | -198.836 | 198.836 | 450.1998
450.2996 | 6.7873e-11 | -203.366 | 1.2649e-10 | -197.9587 | -197.9587 | 197.9587 | 450.2996
450.3994 | 6.0299e-11 | -204.3938 | 1.3962e-10 | -197.1008 | -197.1008 | 197.1008 | 450.3994
450.4992 | 5.3409e-11 | -205.4477 | 1.5379e-10 | -196.2616 | -196.2616 | 196.2616 | 450.4992
450.599 | 4.7157e-11 | -206.5291 | 1.6903e-10 | -195.4405 | -195.4405 | 195.4405 | 450.599
450.6988 | 4.1499e-11 | -207.6393 | 1.8543e-10 | -194.6366 | -194.6366 | 194.6366 | 450.6988
450.7986 | 3.6392e-11 | -208.7799 | 2.0302e-10 | -193.8494 | -193.8494 | 193.8494 | 450.7986
450.8984 | 3.1797e-11 | -209.9524 | 2.2186e-10 | -193.0782 | -193.0782 | 193.0782 | 450.8984
450.9982 | 2.7674e-11 | -211.1586 | 2.4203e-10 | -192.3226 | -192.3226 | 192.3226 | 450.9982
451.098 | 2.3987e-11 | -212.4005 | 2.6358e-10 | -191.5819 | -191.5819 | 191.5819 | 451.098
451.1978 | 2.0701e-11 | -213.68 | 2.8656e-10 | -190.8557 | -190.8557 | 190.8557 | 451.1978
451.2976 | 1.7784e-11 | -214.9996 | 3.1105e-10 | -190.1434 | -190.1434 | 190.1434 | 451.2976
451.3974 | 1.5203e-11 | -216.3616 | 3.3711e-10 | -189.4446 | -189.4446 | 189.4446 | 451.3974
451.4972 | 1.2929e-11 | -217.7688 | 3.648e-10 | -188.759 | -188.759 | 188.759 | 451.4972
451.597 | 1.0934e-11 | -219.2242 | 3.9419e-10 | -188.086 | -188.086 | 188.086 | 451.597
451.6968 | 9.1927e-12 | -220.7311 | 4.2534e-10 | -187.4253 | -187.4253 | 187.4253 | 451.6968
451.7966 | 7.6795e-12 | -222.2933 | 4.5833e-10 | -186.7764 | -186.7764 | 186.7764 | 451.7966
451.8964 | 6.3718e-12 | -223.9147 | 4.9322e-10 | -186.1392 | -186.1392 | 186.1392 | 451.8964
451.9962 | 5.248e-12 | -225.6001 | 5.3009e-10 | -185.5131 | -185.5131 | 185.5131 | 451.9962
452.096 | 4.2882e-12 | -227.3544 | 5.6899e-10 | -184.8979 | -184.8979 | 184.8979 | 452.096
452.1958 | 3.474e-12 | -229.1835 | 6.1001e-10 | -184.2933 | -184.2933 | 184.2933 | 452.1958
452.2956 | 2.7881e-12 | -231.094 | 6.5321e-10 | -183.699 | -183.699 | 183.699 | 452.2956
452.3954 | 2.2148e-12 | -233.0932 | 6.9866e-10 | -183.1146 | -183.1146 | 183.1146 | 452.3954
452.4952 | 1.7399e-12 | -235.1897 | 7.4645e-10 | -182.54 | -182.54 | 182.54 | 452.4952
452.595 | 1.35e-12 | -237.3934 | 7.9663e-10 | -181.9749 | -181.9749 | 181.9749 | 452.595
452.6948 | 1.0333e-12 | -239.7155 | 8.4928e-10 | -181.419 | -181.419 | 181.419 | 452.6948
452.7946 | 7.7897e-13 | -242.1696 | 9.0447e-10 | -180.8721 | -180.8721 | 180.8721 | 452.7946
452.8944 | 5.7735e-13 | -244.7713 | 9.6229e-10 | -180.3339 | -180.3339 | 180.3339 | 452.8944
452.9942 | 4.1979e-13 | -247.5393 | 1.0228e-09 | -179.8043 | -179.8043 | 179.8043 | 452.9942
453.094 | 2.9866e-13 | -250.4964 | 1.0861e-09 | -179.283 | -179.283 | 179.283 | 453.094
453.1938 | 2.0726e-13 | -253.6699 | 1.1521e-09 | -178.7698 | -178.7698 | 178.7698 | 453.1938
453.2936 | 1.3973e-13 | -257.0939 | 1.2212e-09 | -178.2646 | -178.2646 | 178.2646 | 453.2936
453.3934 | 9.1082e-14 | -260.8113 | 1.2931e-09 | -177.7671 | -177.7671 | 177.7671 | 453.3934
453.4932 | 5.7036e-14 | -264.877 | 1.3682e-09 | -177.2772 | -177.2772 | 177.2772 | 453.4932
453.593 | 3.403e-14 | -269.3626 | 1.4463e-09 | -176.7947 | -176.7947 | 176.7947 | 453.593
453.6928 | 1.9131e-14 | -274.3651 | 1.5277e-09 | -176.3195 | -176.3195 | 176.3195 | 453.6928
453.7926 | 9.9781e-15 | -280.019 | 1.6123e-09 | -175.8513 | -175.8513 | 175.8513 | 453.7926
453.8924 | 4.7209e-15 | -286.5196 | 1.7002e-09 | -175.39 | -175.39 | 175.39 | 453.8924
453.9922 | 1.9576e-15 | -294.1657 | 1.7915e-09 | -174.9355 | -174.9355 | 174.9355 | 453.9922
454.092 | 6.7225e-16 | -303.4494 | 1.8863e-09 | -174.4876 | -174.4876 | 174.4876 | 454.092
454.1918 | 1.724e-16 | -315.2691 | 1.9847e-09 | -174.0462 | -174.0462 | 174.0462 | 454.1918
454.2916 | 2.6442e-17 | -331.5542 | 2.0866e-09 | -173.6112 | -173.6112 | 173.6112 | 454.2916
454.3914 | 1.2737e-18 | -357.8984 | 2.1922e-09 | -173.1824 | -173.1824 | 173.1824 | 454.3914
454.4912 | 1.6125e-22 | -435.8501 | 2.3015e-09 | -172.7596 | -172.7596 | 172.7596 | 454.4912
454.591 | 1.686e-19 | -375.4628 | 2.4146e-09 | -172.3429 | -172.3429 | 172.3429 | 454.591
454.6908 | 9.6873e-18 | -340.276 | 2.5316e-09 | -171.9321 | -171.9321 | 171.9321 | 454.6908
454.7906 | 8.8061e-17 | -321.1043 | 2.6525e-09 | -171.527 | -171.527 | 171.527 | 454.7906
454.8904 | 4.0476e-16 | -307.856 | 2.7773e-09 | -171.1275 | -171.1275 | 171.1275 | 454.8904
454.9902 | 1.2996e-15 | -297.7238 | 2.9062e-09 | -170.7336 | -170.7336 | 170.7336 | 454.9902
455.09 | 3.3425e-15 | -289.5187 | 3.0391e-09 | -170.3451 | -170.3451 | 170.3451 | 455.09
455.1898 | 7.3923e-15 | -282.6244 | 3.1762e-09 | -169.962 | -169.962 | 169.962 | 455.1898
455.2896 | 1.4656e-14 | -276.6799 | 3.3174e-09 | -169.5841 | -169.5841 | 169.5841 | 455.2896
455.3894 | 2.6743e-14 | -271.4557 | 3.4629e-09 | -169.2113 | -169.2113 | 169.2113 | 455.3894
455.4892 | 4.5728e-14 | -266.7964 | 3.6126e-09 | -168.8436 | -168.8436 | 168.8436 | 455.4892
455.589 | 7.4198e-14 | -262.5922 | 3.7666e-09 | -168.4809 | -168.4809 | 168.4809 | 455.589
455.6888 | 1.1531e-13 | -258.7624 | 3.9251e-09 | -168.1231 | -168.1231 | 168.1231 | 455.6888
455.7886 | 1.7286e-13 | -255.2462 | 4.0879e-09 | -167.77 | -167.77 | 167.77 | 455.7886
455.8884 | 2.5129e-13 | -251.9963 | 4.2551e-09 | -167.4218 | -167.4218 | 167.4218 | 455.8884
455.9882 | 3.5581e-13 | -248.9757 | 4.4268e-09 | -167.0781 | -167.0781 | 167.0781 | 455.9882
456.088 | 4.9236e-13 | -246.1543 | 4.6031e-09 | -166.739 | -166.739 | 166.739 | 456.088
456.1878 | 6.6774e-13 | -243.5078 | 4.7838e-09 | -166.4045 | -166.4045 | 166.4045 | 456.1878
456.2876 | 8.8961e-13 | -241.016 | 4.9692e-09 | -166.0743 | -166.0743 | 166.0743 | 456.2876
456.3874 | 1.1665e-12 | -238.662 | 5.1591e-09 | -165.7485 | -165.7485 | 165.7485 | 456.3874
456.4872 | 1.5081e-12 | -236.4316 | 5.3536e-09 | -165.4271 | -165.4271 | 165.4271 | 456.4872
456.587 | 1.9247e-12 | -234.3127 | 5.5528e-09 | -165.1098 | -165.1098 | 165.1098 | 456.587
456.6868 | 2.4281e-12 | -232.2948 | 5.7566e-09 | -164.7967 | -164.7967 | 164.7967 | 456.6868
456.7866 | 3.0308e-12 | -230.369 | 5.965e-09 | -164.4877 | -164.4877 | 164.4877 | 456.7866
456.8864 | 3.7466e-12 | -228.5273 | 6.1782e-09 | -164.1828 | -164.1828 | 164.1828 | 456.8864
456.9862 | 4.5904e-12 | -226.7629 | 6.396e-09 | -163.8819 | -163.8819 | 163.8819 | 456.9862
457.086 | 5.5784e-12 | -225.0698 | 6.6185e-09 | -163.5849 | -163.5849 | 163.5849 | 457.086
457.1858 | 6.7279e-12 | -223.4425 | 6.8456e-09 | -163.2917 | -163.2917 | 163.2917 | 457.1858
457.2856 | 8.0573e-12 | -221.8762 | 7.0775e-09 | -163.0024 | -163.0024 | 163.0024 | 457.2856
457.3854 | 9.5865e-12 | -220.3668 | 7.314e-09 | -162.7168 | -162.7168 | 162.7168 | 457.3854
457.4852 | 1.1337e-11 | -218.9103 | 7.5553e-09 | -162.435 | -162.435 | 162.435 | 457.4852
457.585 | 1.333e-11 | -217.5033 | 7.8011e-09 | -162.1569 | -162.1569 | 162.1569 | 457.585
457.6848 | 1.5591e-11 | -216.1426 | 8.0516e-09 | -161.8823 | -161.8823 | 161.8823 | 457.6848
457.7846 | 1.8144e-11 | -214.8255 | 8.3068e-09 | -161.6114 | -161.6114 | 161.6114 | 457.7846
457.8844 | 2.1015e-11 | -213.5493 | 8.5665e-09 | -161.3439 | -161.3439 | 161.3439 | 457.8844
457.9842 | 2.4233e-11 | -212.3118 | 8.8308e-09 | -161.08 | -161.08 | 161.08 | 457.9842
458.084 | 2.7827e-11 | -211.1106 | 9.0997e-09 | -160.8194 | -160.8194 | 160.8194 | 458.084
458.1838 | 3.1828e-11 | -209.9439 | 9.3731e-09 | -160.5623 | -160.5623 | 160.5623 | 458.1838
458.2836 | 3.6267e-11 | -208.8099 | 9.651e-09 | -160.3086 | -160.3086 | 160.3086 | 458.2836
458.3834 | 4.1178e-11 | -207.7068 | 9.9333e-09 | -160.0581 | -160.0581 | 160.0581 | 458.3834
458.4832 | 4.6595e-11 | -206.6331 | 1.022e-08 | -159.811 | -159.811 | 159.811 | 458.4832
458.583 | 5.2557e-11 | -205.5875 | 1.0511e-08 | -159.567 | -159.567 | 159.567 | 458.583
458.6828 | 5.9099e-11 | -204.5684 | 1.0807e-08 | -159.3263 | -159.3263 | 159.3263 | 458.6828
458.7826 | 6.6261e-11 | -203.5749 | 1.1106e-08 | -159.0887 | -159.0887 | 159.0887 | 458.7826
458.8824 | 7.4084e-11 | -202.6055 | 1.141e-08 | -158.8543 | -158.8543 | 158.8543 | 458.8824
458.9822 | 8.2609e-11 | -201.6594 | 1.1718e-08 | -158.6229 | -158.6229 | 158.6229 | 458.9822
459.082 | 9.188e-11 | -200.7355 | 1.203e-08 | -158.3946 | -158.3946 | 158.3946 | 459.082
459.1818 | 1.0194e-10 | -199.8329 | 1.2346e-08 | -158.1694 | -158.1694 | 158.1694 | 459.1818
459.2816 | 1.1284e-10 | -198.9507 | 1.2666e-08 | -157.9471 | -157.9471 | 157.9471 | 459.2816
459.3814 | 1.2462e-10 | -198.088 | 1.299e-08 | -157.7278 | -157.7278 | 157.7278 | 459.3814
459.4812 | 1.3734e-10 | -197.2442 | 1.3318e-08 | -157.5114 | -157.5114 | 157.5114 | 459.4812
459.581 | 1.5104e-10 | -196.4184 | 1.3649e-08 | -157.2979 | -157.2979 | 157.2979 | 459.581
459.6808 | 1.6577e-10 | -195.6101 | 1.3984e-08 | -157.0873 | -157.0873 | 157.0873 | 459.6808
459.7806 | 1.8158e-10 | -194.8185 | 1.4323e-08 | -156.8795 | -156.8795 | 156.8795 | 459.7806
459.8804 | 1.9854e-10 | -194.043 | 1.4665e-08 | -156.6746 | -156.6746 | 156.6746 | 459.8804
459.9802 | 2.1669e-10 | -193.2831 | 1.501e-08 | -156.4724 | -156.4724 | 156.4724 | 459.9802
460.08 | 2.3609e-10 | -192.5383 | 1.5359e-08 | -156.273 | -156.273 | 156.273 | 460.08
460.1798 | 2.568e-10 | -191.808 | 1.571e-08 | -156.0763 | -156.0763 | 156.0763 | 460.1798
460.2796 | 2.7888e-10 | -191.0917 | 1.6065e-08 | -155.8823 | -155.8823 | 155.8823 | 460.2796
460.3794 | 3.0238e-10 | -190.389 | 1.6423e-08 | -155.691 | -155.691 | 155.691 | 460.3794
460.4792 | 3.2736e-10 | -189.6994 | 1.6784e-08 | -155.5023 | -155.5023 | 155.5023 | 460.4792
460.579 | 3.539e-10 | -189.0225 | 1.7147e-08 | -155.3163 | -155.3163 | 155.3163 | 460.579
460.6788 | 3.8203e-10 | -188.3579 | 1.7513e-08 | -155.1329 | -155.1329 | 155.1329 | 460.6788
460.7786 | 4.1184e-10 | -187.7053 | 1.7881e-08 | -154.9521 | -154.9521 | 154.9521 | 460.7786
460.8784 | 4.4339e-10 | -187.0643 | 1.8252e-08 | -154.7738 | -154.7738 | 154.7738 | 460.8784
460.9782 | 4.7673e-10 | -186.4345 | 1.8625e-08 | -154.5981 | -154.5981 | 154.5981 | 460.9782
461.078 | 5.1194e-10 | -185.8157 | 1.9e-08 | -154.4249 | -154.4249 | 154.4249 | 461.078
461.1778 | 5.4907e-10 | -185.2074 | 1.9377e-08 | -154.2542 | -154.2542 | 154.2542 | 461.1778
461.2776 | 5.882e-10 | -184.6095 | 1.9756e-08 | -154.086 | -154.086 | 154.086 | 461.2776
461.3774 | 6.2939e-10 | -184.0216 | 2.0137e-08 | -153.9202 | -153.9202 | 153.9202 | 461.3774
461.4772 | 6.7271e-10 | -183.4434 | 2.0519e-08 | -153.7568 | -153.7568 | 153.7568 | 461.4772
461.577 | 7.1823e-10 | -182.8748 | 2.0903e-08 | -153.5959 | -153.5959 | 153.5959 | 461.577
461.6768 | 7.6601e-10 | -182.3153 | 2.1288e-08 | -153.4374 | -153.4374 | 153.4374 | 461.6768
461.7766 | 8.1612e-10 | -181.7649 | 2.1674e-08 | -153.2813 | -153.2813 | 153.2813 | 461.7766
461.8764 | 8.6863e-10 | -181.2233 | 2.2061e-08 | -153.1275 | -153.1275 | 153.1275 | 461.8764
461.9762 | 9.2362e-10 | -180.6902 | 2.2449e-08 | -152.9761 | -152.9761 | 152.9761 | 461.9762
462.076 | 9.8114e-10 | -180.1654 | 2.2838e-08 | -152.8269 | -152.8269 | 152.8269 | 462.076
462.1758 | 1.0413e-09 | -179.6488 | 2.3227e-08 | -152.6802 | -152.6802 | 152.6802 | 462.1758
462.2756 | 1.1041e-09 | -179.1401 | 2.3617e-08 | -152.5356 | -152.5356 | 152.5356 | 462.2756
462.3754 | 1.1696e-09 | -178.6392 | 2.4007e-08 | -152.3934 | -152.3934 | 152.3934 | 462.3754
462.4752 | 1.238e-09 | -178.1459 | 2.4396e-08 | -152.2535 | -152.2535 | 152.2535 | 462.4752
462.575 | 1.3092e-09 | -177.66 | 2.4786e-08 | -152.1157 | -152.1157 | 152.1157 | 462.575
462.6748 | 1.3834e-09 | -177.1813 | 2.5176e-08 | -151.9803 | -151.9803 | 151.9803 | 462.6748
462.7746 | 1.4605e-09 | -176.7097 | 2.5565e-08 | -151.847 | -151.847 | 151.847 | 462.7746
462.8744 | 1.5408e-09 | -176.245 | 2.5954e-08 | -151.7159 | -151.7159 | 151.7159 | 462.8744
462.9742 | 1.6242e-09 | -175.7871 | 2.6342e-08 | -151.587 | -151.587 | 151.587 | 462.9742
463.074 | 1.7108e-09 | -175.3358 | 2.6729e-08 | -151.4603 | -151.4603 | 151.4603 | 463.074
463.1738 | 1.8007e-09 | -174.891 | 2.7115e-08 | -151.3358 | -151.3358 | 151.3358 | 463.1738
463.2736 | 1.894e-09 | -174.4526 | 2.75e-08 | -151.2134 | -151.2134 | 151.2134 | 463.2736
463.3734 | 1.9906e-09 | -174.0203 | 2.7883e-08 | -151.0931 | -151.0931 | 151.0931 | 463.3734
463.4732 | 2.0907e-09 | -173.5942 | 2.8265e-08 | -150.9749 | -150.9749 | 150.9749 | 463.4732
463.573 | 2.1943e-09 | -173.1741 | 2.8645e-08 | -150.8589 | -150.8589 | 150.8589 | 463.573
463.6728 | 2.3015e-09 | -172.7598 | 2.9024e-08 | -150.745 | -150.745 | 150.745 | 463.6728
463.7726 | 2.4123e-09 | -172.3513 | 2.94e-08 | -150.6331 | -150.6331 | 150.6331 | 463.7726
463.8724 | 2.5269e-09 | -171.9484 | 2.9774e-08 | -150.5233 | -150.5233 | 150.5233 | 463.8724
463.9722 | 2.6451e-09 | -171.551 | 3.0145e-08 | -150.4156 | -150.4156 | 150.4156 | 463.9722
464.072 | 2.7672e-09 | -171.1591 | 3.0514e-08 | -150.3099 | -150.3099 | 150.3099 | 464.072
464.1718 | 2.8932e-09 | -170.7725 | 3.0881e-08 | -150.2063 | -150.2063 | 150.2063 | 464.1718
464.2716 | 3.023e-09 | -170.3911 | 3.1244e-08 | -150.1047 | -150.1047 | 150.1047 | 464.2716
464.3714 | 3.1569e-09 | -170.0149 | 3.1604e-08 | -150.0051 | -150.0051 | 150.0051 | 464.3714
464.4712 | 3.2947e-09 | -169.6437 | 3.1961e-08 | -149.9075 | -149.9075 | 149.9075 | 464.4712
464.571 | 3.4366e-09 | -169.2775 | 3.2315e-08 | -149.8119 | -149.8119 | 149.8119 | 464.571
464.6708 | 3.5825e-09 | -168.9162 | 3.2665e-08 | -149.7183 | -149.7183 | 149.7183 | 464.6708
464.7706 | 3.7327e-09 | -168.5596 | 3.3012e-08 | -149.6267 | -149.6267 | 149.6267 | 464.7706
464.8704 | 3.887e-09 | -168.2078 | 3.3354e-08 | -149.537 | -149.537 | 149.537 | 464.8704
464.9702 | 4.0455e-09 | -167.8606 | 3.3692e-08 | -149.4494 | -149.4494 | 149.4494 | 464.9702
465.07 | 4.2082e-09 | -167.518 | 3.4027e-08 | -149.3636 | -149.3636 | 149.3636 | 465.07
465.1698 | 4.3753e-09 | -167.1798 | 3.4356e-08 | -149.2798 | -149.2798 | 149.2798 | 465.1698
465.2696 | 4.5467e-09 | -166.8461 | 3.4682e-08 | -149.198 | -149.198 | 149.198 | 465.2696
465.3694 | 4.7224e-09 | -166.5167 | 3.5002e-08 | -149.1181 | -149.1181 | 149.1181 | 465.3694
465.4692 | 4.9025e-09 | -166.1916 | 3.5318e-08 | -149.0401 | -149.0401 | 149.0401 | 465.4692
465.569 | 5.087e-09 | -165.8707 | 3.5629e-08 | -148.964 | -148.964 | 148.964 | 465.569
465.6688 | 5.2759e-09 | -165.554 | 3.5934e-08 | -148.8898 | -148.8898 | 148.8898 | 465.6688
465.7686 | 5.4693e-09 | -165.2414 | 3.6235e-08 | -148.8175 | -148.8175 | 148.8175 | 465.7686
465.8684 | 5.6671e-09 | -164.9327 | 3.653e-08 | -148.7471 | -148.7471 | 148.7471 | 465.8684
465.9682 | 5.8694e-09 | -164.6281 | 3.6819e-08 | -148.6786 | -148.6786 | 148.6786 | 465.9682
466.068 | 6.0762e-09 | -164.3274 | 3.7102e-08 | -148.6119 | -148.6119 | 148.6119 | 466.068
466.1678 | 6.2875e-09 | -164.0305 | 3.738e-08 | -148.5472 | -148.5472 | 148.5472 | 466.1678
466.2676 | 6.5032e-09 | -163.7374 | 3.7652e-08 | -148.4843 | -148.4843 | 148.4843 | 466.2676
466.3674 | 6.7235e-09 | -163.4481 | 3.7917e-08 | -148.4232 | -148.4232 | 148.4232 | 466.3674
466.4672 | 6.9483e-09 | -163.1625 | 3.8177e-08 | -148.364 | -148.364 | 148.364 | 466.4672
466.567 | 7.1775e-09 | -162.8805 | 3.843e-08 | -148.3067 | -148.3067 | 148.3067 | 466.567
466.6668 | 7.4113e-09 | -162.6021 | 3.8676e-08 | -148.2511 | -148.2511 | 148.2511 | 466.6668
466.7666 | 7.6495e-09 | -162.3273 | 3.8916e-08 | -148.1975 | -148.1975 | 148.1975 | 466.7666
466.8664 | 7.8923e-09 | -162.056 | 3.9149e-08 | -148.1456 | -148.1456 | 148.1456 | 466.8664
466.9662 | 8.1394e-09 | -161.7881 | 3.9375e-08 | -148.0956 | -148.0956 | 148.0956 | 466.9662
467.066 | 8.391e-09 | -161.5237 | 3.9594e-08 | -148.0474 | -148.0474 | 148.0474 | 467.066
467.1658 | 8.6471e-09 | -161.2626 | 3.9806e-08 | -148.001 | -148.001 | 148.001 | 467.1658
467.2656 | 8.9075e-09 | -161.0049 | 4.0011e-08 | -147.9564 | -147.9564 | 147.9564 | 467.2656
467.3654 | 9.1722e-09 | -160.7505 | 4.0209e-08 | -147.9136 | -147.9136 | 147.9136 | 467.3654
467.4652 | 9.4414e-09 | -160.4993 | 4.0399e-08 | -147.8726 | -147.8726 | 147.8726 | 467.4652
467.565 | 9.7148e-09 | -160.2514 | 4.0581e-08 | -147.8334 | -147.8334 | 147.8334 | 467.565
467.6648 | 9.9924e-09 | -160.0066 | 4.0757e-08 | -147.796 | -147.796 | 147.796 | 467.6648
467.7646 | 1.0274e-08 | -159.7649 | 4.0924e-08 | -147.7604 | -147.7604 | 147.7604 | 467.7646
467.8644 | 1.056e-08 | -159.5264 | 4.1084e-08 | -147.7266 | -147.7266 | 147.7266 | 467.8644
467.9642 | 1.0851e-08 | -159.2909 | 4.1235e-08 | -147.6946 | -147.6946 | 147.6946 | 467.9642
468.064 | 1.1145e-08 | -159.0585 | 4.1379e-08 | -147.6643 | -147.6643 | 147.6643 | 468.064
468.1638 | 1.1443e-08 | -158.829 | 4.1515e-08 | -147.6358 | -147.6358 | 147.6358 | 468.1638
468.2636 | 1.1746e-08 | -158.6026 | 4.1643e-08 | -147.6091 | -147.6091 | 147.6091 | 468.2636
468.3634 | 1.2052e-08 | -158.379 | 4.1763e-08 | -147.5842 | -147.5842 | 147.5842 | 468.3634
468.4632 | 1.2362e-08 | -158.1584 | 4.1874e-08 | -147.561 | -147.561 | 147.561 | 468.4632
468.563 | 1.2676e-08 | -157.9406 | 4.1978e-08 | -147.5396 | -147.5396 | 147.5396 | 468.563
468.6628 | 1.2993e-08 | -157.7257 | 4.2073e-08 | -147.5199 | -147.5199 | 147.5199 | 468.6628
468.7626 | 1.3314e-08 | -157.5136 | 4.216e-08 | -147.502 | -147.502 | 147.502 | 468.7626
468.8624 | 1.3639e-08 | -157.3043 | 4.2238e-08 | -147.4859 | -147.4859 | 147.4859 | 468.8624
468.9622 | 1.3967e-08 | -157.0977 | 4.2308e-08 | -147.4715 | -147.4715 | 147.4715 | 468.9622
469.062 | 1.4299e-08 | -156.8939 | 4.237e-08 | -147.4589 | -147.4589 | 147.4589 | 469.062
469.1618 | 1.4634e-08 | -156.6928 | 4.2423e-08 | -147.448 | -147.448 | 147.448 | 469.1618
469.2616 | 1.4972e-08 | -156.4943 | 4.2468e-08 | -147.4389 | -147.4389 | 147.4389 | 469.2616
469.3614 | 1.5313e-08 | -156.2986 | 4.2504e-08 | -147.4315 | -147.4315 | 147.4315 | 469.3614
469.4612 | 1.5658e-08 | -156.1054 | 4.2531e-08 | -147.4258 | -147.4258 | 147.4258 | 469.4612
469.561 | 1.6005e-08 | -155.9148 | 4.255e-08 | -147.4219 | -147.4219 | 147.4219 | 469.561
469.6608 | 1.6355e-08 | -155.7268 | 4.2561e-08 | -147.4198 | -147.4198 | 147.4198 | 469.6608
469.7606 | 1.6708e-08 | -155.5414 | 4.2563e-08 | -147.4194 | -147.4194 | 147.4194 | 469.7606
469.8604 | 1.7064e-08 | -155.3585 | 4.2556e-08 | -147.4207 | -147.4207 | 147.4207 | 469.8604
469.9602 | 1.7422e-08 | -155.1781 | 4.2541e-08 | -147.4238 | -147.4238 | 147.4238 | 469.9602
470.06 | 1.7782e-08 | -155.0002 | 4.2518e-08 | -147.4286 | -147.4286 | 147.4286 | 470.06
470.1598 | 1.8145e-08 | -154.8248 | 4.2486e-08 | -147.4351 | -147.4351 | 147.4351 | 470.1598
470.2596 | 1.851e-08 | -154.6518 | 4.2445e-08 | -147.4434 | -147.4434 | 147.4434 | 470.2596
470.3594 | 1.8877e-08 | -154.4813 | 4.2396e-08 | -147.4535 | -147.4535 | 147.4535 | 470.3594
470.4592 | 1.9246e-08 | -154.3131 | 4.2339e-08 | -147.4653 | -147.4653 | 147.4653 | 470.4592
470.559 | 1.9617e-08 | -154.1474 | 4.2273e-08 | -147.4788 | -147.4788 | 147.4788 | 470.559
470.6588 | 1.9989e-08 | -153.984 | 4.2199e-08 | -147.494 | -147.494 | 147.494 | 470.6588
470.7586 | 2.0364e-08 | -153.8229 | 4.2116e-08 | -147.511 | -147.511 | 147.511 | 470.7586
470.8584 | 2.0739e-08 | -153.6642 | 4.2025e-08 | -147.5298 | -147.5298 | 147.5298 | 470.8584
470.9582 | 2.1116e-08 | -153.5078 | 4.1926e-08 | -147.5503 | -147.5503 | 147.5503 | 470.9582
471.058 | 2.1494e-08 | -153.3537 | 4.1819e-08 | -147.5725 | -147.5725 | 147.5725 | 471.058
471.1578 | 2.1873e-08 | -153.2019 | 4.1704e-08 | -147.5965 | -147.5965 | 147.5965 | 471.1578
471.2576 | 2.2253e-08 | -153.0523 | 4.1581e-08 | -147.6222 | -147.6222 | 147.6222 | 471.2576
471.3574 | 2.2634e-08 | -152.905 | 4.1449e-08 | -147.6496 | -147.6496 | 147.6496 | 471.3574
471.4572 | 2.3015e-08 | -152.7599 | 4.131e-08 | -147.6789 | -147.6789 | 147.6789 | 471.4572
471.557 | 2.3397e-08 | -152.617 | 4.1163e-08 | -147.7098 | -147.7098 | 147.7098 | 471.557
471.6568 | 2.3779e-08 | -152.4763 | 4.1008e-08 | -147.7425 | -147.7425 | 147.7425 | 471.6568
471.7566 | 2.4161e-08 | -152.3378 | 4.0846e-08 | -147.777 | -147.777 | 147.777 | 471.7566
471.8564 | 2.4543e-08 | -152.2014 | 4.0676e-08 | -147.8132 | -147.8132 | 147.8132 | 471.8564
471.9562 | 2.4925e-08 | -152.0672 | 4.0499e-08 | -147.8512 | -147.8512 | 147.8512 | 471.9562
472.056 | 2.5307e-08 | -151.9352 | 4.0314e-08 | -147.891 | -147.891 | 147.891 | 472.056
472.1558 | 2.5688e-08 | -151.8053 | 4.0121e-08 | -147.9325 | -147.9325 | 147.9325 | 472.1558
472.2556 | 2.6069e-08 | -151.6775 | 3.9922e-08 | -147.9757 | -147.9757 | 147.9757 | 472.2556
472.3554 | 2.6449e-08 | -151.5517 | 3.9716e-08 | -148.0208 | -148.0208 | 148.0208 | 472.3554
472.4552 | 2.6828e-08 | -151.4281 | 3.9502e-08 | -148.0676 | -148.0676 | 148.0676 | 472.4552
472.555 | 2.7207e-08 | -151.3065 | 3.9282e-08 | -148.1162 | -148.1162 | 148.1162 | 472.555
472.6548 | 2.7583e-08 | -151.187 | 3.9055e-08 | -148.1666 | -148.1666 | 148.1666 | 472.6548
472.7546 | 2.7959e-08 | -151.0696 | 3.8821e-08 | -148.2187 | -148.2187 | 148.2187 | 472.7546
472.8544 | 2.8333e-08 | -150.9542 | 3.8581e-08 | -148.2726 | -148.2726 | 148.2726 | 472.8544
472.9542 | 2.8705e-08 | -150.8408 | 3.8334e-08 | -148.3284 | -148.3284 | 148.3284 | 472.9542
473.054 | 2.9076e-08 | -150.7294 | 3.8081e-08 | -148.3859 | -148.3859 | 148.3859 | 473.054
473.1538 | 2.9444e-08 | -150.62 | 3.7822e-08 | -148.4452 | -148.4452 | 148.4452 | 473.1538
473.2536 | 2.9811e-08 | -150.5126 | 3.7556e-08 | -148.5063 | -148.5063 | 148.5063 | 473.2536
473.3534 | 3.0175e-08 | -150.4072 | 3.7285e-08 | -148.5692 | -148.5692 | 148.5692 | 473.3534
473.4532 | 3.0536e-08 | -150.3037 | 3.7009e-08 | -148.6339 | -148.6339 | 148.6339 | 473.4532
473.553 | 3.0895e-08 | -150.2022 | 3.6726e-08 | -148.7005 | -148.7005 | 148.7005 | 473.553
473.6528 | 3.1251e-08 | -150.1027 | 3.6438e-08 | -148.7688 | -148.7688 | 148.7688 | 473.6528
473.7526 | 3.1604e-08 | -150.0051 | 3.6145e-08 | -148.839 | -148.839 | 148.839 | 473.7526
473.8524 | 3.1954e-08 | -149.9094 | 3.5847e-08 | -148.911 | -148.911 | 148.911 | 473.8524
473.9522 | 3.2301e-08 | -149.8157 | 3.5543e-08 | -148.9849 | -148.9849 | 148.9849 | 473.9522
474.052 | 3.2644e-08 | -149.7238 | 3.5235e-08 | -149.0605 | -149.0605 | 149.0605 | 474.052
474.1518 | 3.2984e-08 | -149.6339 | 3.4922e-08 | -149.1381 | -149.1381 | 149.1381 | 474.1518
474.2516 | 3.332e-08 | -149.5459 | 3.4604e-08 | -149.2175 | -149.2175 | 149.2175 | 474.2516
474.3514 | 3.3652e-08 | -149.4597 | 3.4282e-08 | -149.2987 | -149.2987 | 149.2987 | 474.3514
474.4512 | 3.398e-08 | -149.3754 | 3.3956e-08 | -149.3818 | -149.3754 | 149.3754 | 474.4512
474.551 | 3.4304e-08 | -149.293 | 3.3625e-08 | -149.4668 | -149.293 | 149.293 | 474.551
474.6508 | 3.4624e-08 | -149.2125 | 3.329e-08 | -149.5536 | -149.2125 | 149.2125 | 474.6508
474.7506 | 3.4939e-08 | -149.1338 | 3.2952e-08 | -149.6423 | -149.1338 | 149.1338 | 474.7506
474.8504 | 3.525e-08 | -149.0569 | 3.261e-08 | -149.7329 | -149.0569 | 149.0569 | 474.8504
474.9502 | 3.5555e-08 | -148.9819 | 3.2265e-08 | -149.8255 | -148.9819 | 148.9819 | 474.9502
475.05 | 3.5856e-08 | -148.9087 | 3.1916e-08 | -149.9199 | -148.9087 | 148.9087 | 475.05
475.1498 | 3.6152e-08 | -148.8374 | 3.1564e-08 | -150.0162 | -148.8374 | 148.8374 | 475.1498
475.2496 | 3.6442e-08 | -148.7678 | 3.1209e-08 | -150.1145 | -148.7678 | 148.7678 | 475.2496
475.3494 | 3.6728e-08 | -148.7001 | 3.0851e-08 | -150.2146 | -148.7001 | 148.7001 | 475.3494
475.4492 | 3.7008e-08 | -148.6342 | 3.049e-08 | -150.3168 | -148.6342 | 148.6342 | 475.4492
475.549 | 3.7282e-08 | -148.5701 | 3.0127e-08 | -150.4208 | -148.5701 | 148.5701 | 475.549
475.6488 | 3.755e-08 | -148.5077 | 2.9762e-08 | -150.5268 | -148.5077 | 148.5077 | 475.6488
475.7486 | 3.7813e-08 | -148.4472 | 2.9394e-08 | -150.6348 | -148.4472 | 148.4472 | 475.7486
475.8484 | 3.807e-08 | -148.3884 | 2.9024e-08 | -150.7447 | -148.3884 | 148.3884 | 475.8484
475.9482 | 3.832e-08 | -148.3314 | 2.8653e-08 | -150.8566 | -148.3314 | 148.3314 | 475.9482
476.048 | 3.8565e-08 | -148.2762 | 2.828e-08 | -150.9706 | -148.2762 | 148.2762 | 476.048
476.1478 | 3.8803e-08 | -148.2228 | 2.7905e-08 | -151.0865 | -148.2228 | 148.2228 | 476.1478
476.2476 | 3.9034e-08 | -148.1711 | 2.7528e-08 | -151.2044 | -148.1711 | 148.1711 | 476.2476
476.3474 | 3.9259e-08 | -148.1211 | 2.7151e-08 | -151.3243 | -148.1211 | 148.1211 | 476.3474
476.4472 | 3.9478e-08 | -148.0729 | 2.6772e-08 | -151.4463 | -148.0729 | 148.0729 | 476.4472
476.547 | 3.9689e-08 | -148.0265 | 2.6393e-08 | -151.5703 | -148.0265 | 148.0265 | 476.547
476.6468 | 3.9894e-08 | -147.9818 | 2.6013e-08 | -151.6963 | -147.9818 | 147.9818 | 476.6468
476.7466 | 4.0092e-08 | -147.9388 | 2.5632e-08 | -151.8244 | -147.9388 | 147.9388 | 476.7466
476.8464 | 4.0283e-08 | -147.8976 | 2.525e-08 | -151.9546 | -147.8976 | 147.8976 | 476.8464
476.9462 | 4.0467e-08 | -147.8581 | 2.4869e-08 | -152.0869 | -147.8581 | 147.8581 | 476.9462
477.046 | 4.0643e-08 | -147.8203 | 2.4487e-08 | -152.2212 | -147.8203 | 147.8203 | 477.046
477.1458 | 4.0812e-08 | -147.7842 | 2.4105e-08 | -152.3577 | -147.7842 | 147.7842 | 477.1458
477.2456 | 4.0974e-08 | -147.7499 | 2.3724e-08 | -152.4963 | -147.7499 | 147.7499 | 477.2456
477.3454 | 4.1128e-08 | -147.7173 | 2.3343e-08 | -152.637 | -147.7173 | 147.7173 | 477.3454
477.4452 | 4.1275e-08 | -147.6863 | 2.2962e-08 | -152.7799 | -147.6863 | 147.6863 | 477.4452
477.545 | 4.1414e-08 | -147.6571 | 2.2582e-08 | -152.9249 | -147.6571 | 147.6571 | 477.545
477.6448 | 4.1545e-08 | -147.6296 | 2.2202e-08 | -153.0721 | -147.6296 | 147.6296 | 477.6448
477.7446 | 4.1669e-08 | -147.6038 | 2.1824e-08 | -153.2215 | -147.6038 | 147.6038 | 477.7446
477.8444 | 4.1784e-08 | -147.5797 | 2.1446e-08 | -153.3731 | -147.5797 | 147.5797 | 477.8444
477.9442 | 4.1892e-08 | -147.5573 | 2.107e-08 | -153.5269 | -147.5573 | 147.5573 | 477.9442
478.044 | 4.1992e-08 | -147.5366 | 2.0694e-08 | -153.6829 | -147.5366 | 147.5366 | 478.044
478.1438 | 4.2085e-08 | -147.5175 | 2.0321e-08 | -153.8412 | -147.5175 | 147.5175 | 478.1438
478.2436 | 4.2169e-08 | -147.5002 | 1.9949e-08 | -154.0018 | -147.5002 | 147.5002 | 478.2436
478.3434 | 4.2245e-08 | -147.4846 | 1.9578e-08 | -154.1646 | -147.4846 | 147.4846 | 478.3434
478.4432 | 4.2313e-08 | -147.4706 | 1.9209e-08 | -154.3297 | -147.4706 | 147.4706 | 478.4432
478.543 | 4.2373e-08 | -147.4583 | 1.8843e-08 | -154.4971 | -147.4583 | 147.4583 | 478.543
478.6428 | 4.2424e-08 | -147.4477 | 1.8478e-08 | -154.6669 | -147.4477 | 147.4477 | 478.6428
478.7426 | 4.2468e-08 | -147.4388 | 1.8116e-08 | -154.839 | -147.4388 | 147.4388 | 478.7426
478.8424 | 4.2503e-08 | -147.4315 | 1.7755e-08 | -155.0134 | -147.4315 | 147.4315 | 478.8424
478.9422 | 4.2531e-08 | -147.426 | 1.7398e-08 | -155.1902 | -147.426 | 147.426 | 478.9422
479.042 | 4.255e-08 | -147.4221 | 1.7042e-08 | -155.3695 | -147.4221 | 147.4221 | 479.042
479.1418 | 4.256e-08 | -147.4199 | 1.669e-08 | -155.5511 | -147.4199 | 147.4199 | 479.1418
479.2416 | 4.2563e-08 | -147.4193 | 1.634e-08 | -155.7352 | -147.4193 | 147.4193 | 479.2416
479.3414 | 4.2558e-08 | -147.4205 | 1.5992e-08 | -155.9217 | -147.4205 | 147.4205 | 479.3414
479.4412 | 4.2544e-08 | -147.4233 | 1.5648e-08 | -156.1108 | -147.4233 | 147.4233 | 479.4412
479.541 | 4.2522e-08 | -147.4278 | 1.5307e-08 | -156.3023 | -147.4278 | 147.4278 | 479.541
479.6408 | 4.2492e-08 | -147.4339 | 1.4969e-08 | -156.4963 | -147.4339 | 147.4339 | 479.6408
479.7406 | 4.2453e-08 | -147.4417 | 1.4634e-08 | -156.6929 | -147.4417 | 147.4417 | 479.7406
479.8404 | 4.2407e-08 | -147.4512 | 1.4302e-08 | -156.892 | -147.4512 | 147.4512 | 479.8404
479.9402 | 4.2353e-08 | -147.4624 | 1.3974e-08 | -157.0937 | -147.4624 | 147.4624 | 479.9402
480.04 | 4.229e-08 | -147.4753 | 1.3649e-08 | -157.298 | -147.4753 | 147.4753 | 480.04
480.1398 | 4.2219e-08 | -147.4898 | 1.3328e-08 | -157.505 | -147.4898 | 147.4898 | 480.1398
480.2396 | 4.2141e-08 | -147.506 | 1.301e-08 | -157.7146 | -147.506 | 147.506 | 480.2396
480.3394 | 4.2054e-08 | -147.5238 | 1.2696e-08 | -157.9269 | -147.5238 | 147.5238 | 480.3394
480.4392 | 4.196e-08 | -147.5434 | 1.2385e-08 | -158.1419 | -147.5434 | 147.5434 | 480.4392
480.539 | 4.1857e-08 | -147.5646 | 1.2079e-08 | -158.3596 | -147.5646 | 147.5646 | 480.539
480.6388 | 4.1747e-08 | -147.5875 | 1.1776e-08 | -158.5801 | -147.5875 | 147.5875 | 480.6388
480.7386 | 4.1629e-08 | -147.612 | 1.1477e-08 | -158.8034 | -147.612 | 147.612 | 480.7386
480.8384 | 4.1504e-08 | -147.6383 | 1.1182e-08 | -159.0294 | -147.6383 | 147.6383 | 480.8384
480.9382 | 4.137e-08 | -147.6662 | 1.0891e-08 | -159.2583 | -147.6662 | 147.6662 | 480.9382
481.038 | 4.123e-08 | -147.6958 | 1.0605e-08 | -159.4901 | -147.6958 | 147.6958 | 481.038
481.1378 | 4.1081e-08 | -147.7271 | 1.0322e-08 | -159.7248 | -147.7271 | 147.7271 | 481.1378
481.2376 | 4.0926e-08 | -147.76 | 1.0043e-08 | -159.9624 | -147.76 | 147.76 | 481.2376
481.3374 | 4.0763e-08 | -147.7947 | 9.769e-09 | -160.203 | -147.7947 | 147.7947 | 481.3374
481.4372 | 4.0593e-08 | -147.831 | 9.4989e-09 | -160.4465 | -147.831 | 147.831 | 481.4372
481.537 | 4.0415e-08 | -147.8691 | 9.233e-09 | -160.6931 | -147.8691 | 147.8691 | 481.537
481.6368 | 4.0231e-08 | -147.9088 | 8.9714e-09 | -160.9428 | -147.9088 | 147.9088 | 481.6368
481.7366 | 4.0039e-08 | -147.9502 | 8.7141e-09 | -161.1955 | -147.9502 | 147.9502 | 481.7366
481.8364 | 3.9841e-08 | -147.9934 | 8.4612e-09 | -161.4514 | -147.9934 | 147.9934 | 481.8364
481.9362 | 3.9636e-08 | -148.0382 | 8.2126e-09 | -161.7104 | -148.0382 | 148.0382 | 481.9362
482.036 | 3.9424e-08 | -148.0847 | 7.9684e-09 | -161.9726 | -148.0847 | 148.0847 | 482.036
482.1358 | 3.9206e-08 | -148.1329 | 7.7285e-09 | -162.2381 | -148.1329 | 148.1329 | 482.1358
482.2356 | 3.8981e-08 | -148.1829 | 7.4931e-09 | -162.5068 | -148.1829 | 148.1829 | 482.2356
482.3354 | 3.875e-08 | -148.2345 | 7.262e-09 | -162.7788 | -148.2345 | 148.2345 | 482.3354
482.4352 | 3.8513e-08 | -148.2879 | 7.0354e-09 | -163.0542 | -148.2879 | 148.2879 | 482.4352
482.535 | 3.8269e-08 | -148.343 | 6.8132e-09 | -163.333 | -148.343 | 148.343 | 482.535
482.6348 | 3.802e-08 | -148.3998 | 6.5953e-09 | -163.6153 | -148.3998 | 148.3998 | 482.6348
482.7346 | 3.7765e-08 | -148.4583 | 6.3819e-09 | -163.901 | -148.4583 | 148.4583 | 482.7346
482.8344 | 3.7503e-08 | -148.5186 | 6.1729e-09 | -164.1902 | -148.5186 | 148.5186 | 482.8344
482.9342 | 3.7237e-08 | -148.5806 | 5.9683e-09 | -164.483 | -148.5806 | 148.5806 | 482.9342
483.034 | 3.6964e-08 | -148.6443 | 5.768e-09 | -164.7795 | -148.6443 | 148.6443 | 483.034
483.1338 | 3.6687e-08 | -148.7098 | 5.5721e-09 | -165.0796 | -148.7098 | 148.7098 | 483.1338
483.2336 | 3.6404e-08 | -148.777 | 5.3806e-09 | -165.3834 | -148.777 | 148.777 | 483.2336
483.3334 | 3.6116e-08 | -148.846 | 5.1934e-09 | -165.691 | -148.846 | 148.846 | 483.3334
483.4332 | 3.5823e-08 | -148.9168 | 5.0105e-09 | -166.0024 | -148.9168 | 148.9168 | 483.4332
483.533 | 3.5525e-08 | -148.9893 | 4.8319e-09 | -166.3177 | -148.9893 | 148.9893 | 483.533
483.6328 | 3.5223e-08 | -149.0636 | 4.6575e-09 | -166.6369 | -149.0636 | 149.0636 | 483.6328
483.7326 | 3.4916e-08 | -149.1396 | 4.4874e-09 | -166.9601 | -149.1396 | 149.1396 | 483.7326
483.8324 | 3.4604e-08 | -149.2174 | 4.3215e-09 | -167.2873 | -149.2174 | 149.2174 | 483.8324
483.9322 | 3.4288e-08 | -149.297 | 4.1598e-09 | -167.6186 | -149.297 | 149.297 | 483.9322
484.032 | 3.3969e-08 | -149.3784 | 4.0021e-09 | -167.9541 | -149.3784 | 149.3784 | 484.032
484.1318 | 3.3645e-08 | -149.4616 | 3.8486e-09 | -168.2939 | -149.4616 | 149.4616 | 484.1318
484.2316 | 3.3317e-08 | -149.5466 | 3.6992e-09 | -168.6379 | -149.5466 | 149.5466 | 484.2316
484.3314 | 3.2986e-08 | -149.6334 | 3.5537e-09 | -168.9863 | -149.6334 | 149.6334 | 484.3314
484.4312 | 3.2651e-08 | -149.722 | 3.4123e-09 | -169.3391 | -149.722 | 149.722 | 484.4312
484.531 | 3.2313e-08 | -149.8125 | 3.2748e-09 | -169.6964 | -149.8125 | 149.8125 | 484.531
484.6308 | 3.1971e-08 | -149.9048 | 3.1411e-09 | -170.0583 | -149.9048 | 149.9048 | 484.6308
484.7306 | 3.1627e-08 | -149.9989 | 3.0113e-09 | -170.4248 | -149.9989 | 149.9989 | 484.7306
484.8304 | 3.1279e-08 | -150.0948 | 2.8853e-09 | -170.7961 | -150.0948 | 150.0948 | 484.8304
484.9302 | 3.0929e-08 | -150.1926 | 2.7631e-09 | -171.1722 | -150.1926 | 150.1926 | 484.9302
485.03 | 3.0576e-08 | -150.2923 | 2.6445e-09 | -171.5531 | -150.2923 | 150.2923 | 485.03
485.1298 | 3.0221e-08 | -150.3938 | 2.5296e-09 | -171.939 | -150.3938 | 150.3938 | 485.1298
485.2296 | 2.9863e-08 | -150.4972 | 2.4182e-09 | -172.33 | -150.4972 | 150.4972 | 485.2296
485.3294 | 2.9504e-08 | -150.6025 | 2.3104e-09 | -172.7261 | -150.6025 | 150.6025 | 485.3294
485.4292 | 2.9142e-08 | -150.7096 | 2.2061e-09 | -173.1275 | -150.7096 | 150.7096 | 485.4292
485.529 | 2.8778e-08 | -150.8187 | 2.1052e-09 | -173.5342 | -150.8187 | 150.8187 | 485.529
485.6288 | 2.8413e-08 | -150.9297 | 2.0076e-09 | -173.9463 | -150.9297 | 150.9297 | 485.6288
485.7286 | 2.8046e-08 | -151.0426 | 1.9134e-09 | -174.364 | -151.0426 | 151.0426 | 485.7286
485.8284 | 2.7678e-08 | -151.1574 | 1.8224e-09 | -174.7873 | -151.1574 | 151.1574 | 485.8284
485.9282 | 2.7308e-08 | -151.2741 | 1.7345e-09 | -175.2163 | -151.2741 | 151.2741 | 485.9282
486.028 | 2.6938e-08 | -151.3928 | 1.6498e-09 | -175.6512 | -151.3928 | 151.3928 | 486.028
486.1278 | 2.6566e-08 | -151.5135 | 1.5682e-09 | -176.0921 | -151.5135 | 151.5135 | 486.1278
486.2276 | 2.6194e-08 | -151.6361 | 1.4895e-09 | -176.5391 | -151.6361 | 151.6361 | 486.2276
486.3274 | 2.5821e-08 | -151.7607 | 1.4138e-09 | -176.9924 | -151.7607 | 151.7607 | 486.3274
486.4272 | 2.5447e-08 | -151.8873 | 1.3409e-09 | -177.4519 | -151.8873 | 151.8873 | 486.4272
486.527 | 2.5073e-08 | -152.0158 | 1.2709e-09 | -177.918 | -152.0158 | 152.0158 | 486.527
486.6268 | 2.4699e-08 | -152.1464 | 1.2036e-09 | -178.3906 | -152.1464 | 152.1464 | 486.6268
486.7266 | 2.4325e-08 | -152.279 | 1.1389e-09 | -178.8701 | -152.279 | 152.279 | 486.7266
486.8264 | 2.3951e-08 | -152.4137 | 1.0769e-09 | -179.3564 | -152.4137 | 152.4137 | 486.8264
486.9262 | 2.3577e-08 | -152.5503 | 1.0174e-09 | -179.8499 | -152.5503 | 152.5503 | 486.9262
487.026 | 2.3203e-08 | -152.6891 | 9.6045e-10 | -180.3505 | -152.6891 | 152.6891 | 487.026
487.1258 | 2.283e-08 | -152.8298 | 9.0588e-10 | -180.8586 | -152.8298 | 152.8298 | 487.1258
487.2256 | 2.2458e-08 | -152.9727 | 8.5367e-10 | -181.3742 | -152.9727 | 152.9727 | 487.2256
487.3254 | 2.2086e-08 | -153.1177 | 8.0376e-10 | -181.8975 | -153.1177 | 153.1177 | 487.3254
487.4252 | 2.1715e-08 | -153.2647 | 7.5607e-10 | -182.4288 | -153.2647 | 153.2647 | 487.4252
487.525 | 2.1345e-08 | -153.4139 | 7.1054e-10 | -182.9682 | -153.4139 | 153.4139 | 487.525
487.6248 | 2.0977e-08 | -153.5653 | 6.6712e-10 | -183.5159 | -153.5653 | 153.5653 | 487.6248
487.7246 | 2.0609e-08 | -153.7187 | 6.2573e-10 | -184.0722 | -153.7187 | 153.7187 | 487.7246
487.8244 | 2.0243e-08 | -153.8744 | 5.8633e-10 | -184.6372 | -153.8744 | 153.8744 | 487.8244
487.9242 | 1.9879e-08 | -154.0322 | 5.4883e-10 | -185.2112 | -154.0322 | 154.0322 | 487.9242
488.024 | 1.9516e-08 | -154.1921 | 5.1319e-10 | -185.7944 | -154.1921 | 154.1921 | 488.024
488.1238 | 1.9155e-08 | -154.3543 | 4.7934e-10 | -186.3871 | -154.3543 | 154.3543 | 488.1238
488.2236 | 1.8796e-08 | -154.5188 | 4.4723e-10 | -186.9894 | -154.5188 | 154.5188 | 488.2236
488.3234 | 1.8439e-08 | -154.6854 | 4.1678e-10 | -187.6018 | -154.6854 | 154.6854 | 488.3234
488.4232 | 1.8084e-08 | -154.8543 | 3.8795e-10 | -188.2244 | -154.8543 | 154.8543 | 488.4232
488.523 | 1.7731e-08 | -155.0255 | 3.6068e-10 | -188.8577 | -155.0255 | 155.0255 | 488.523
488.6228 | 1.738e-08 | -155.199 | 3.349e-10 | -189.5017 | -155.199 | 155.199 | 488.6228
488.7226 | 1.7032e-08 | -155.3748 | 3.1056e-10 | -190.157 | -155.3748 | 155.3748 | 488.7226
488.8224 | 1.6686e-08 | -155.5529 | 2.8761e-10 | -190.8238 | -155.5529 | 155.5529 | 488.8224
488.9222 | 1.6343e-08 | -155.7333 | 2.66e-10 | -191.5025 | -155.7333 | 155.7333 | 488.9222
489.022 | 1.6003e-08 | -155.9161 | 2.4566e-10 | -192.1935 | -155.9161 | 155.9161 | 489.022
489.1218 | 1.5665e-08 | -156.1013 | 2.2654e-10 | -192.8971 | -156.1013 | 156.1013 | 489.1218
489.2216 | 1.5331e-08 | -156.2888 | 2.086e-10 | -193.6138 | -156.2888 | 156.2888 | 489.2216
489.3214 | 1.4999e-08 | -156.4788 | 1.9178e-10 | -194.3439 | -156.4788 | 156.4788 | 489.3214
489.4212 | 1.467e-08 | -156.6713 | 1.7603e-10 | -195.0881 | -156.6713 | 156.6713 | 489.4212
489.521 | 1.4345e-08 | -156.8662 | 1.6131e-10 | -195.8466 | -156.8662 | 156.8662 | 489.521
489.6208 | 1.4022e-08 | -157.0635 | 1.4757e-10 | -196.6201 | -157.0635 | 157.0635 | 489.6208
489.7206 | 1.3703e-08 | -157.2634 | 1.3475e-10 | -197.4091 | -157.2634 | 157.2634 | 489.7206
489.8204 | 1.3388e-08 | -157.4658 | 1.2283e-10 | -198.2141 | -157.4658 | 157.4658 | 489.8204
489.9202 | 1.3076e-08 | -157.6707 | 1.1174e-10 | -199.0358 | -157.6707 | 157.6707 | 489.9202
490.02 | 1.2767e-08 | -157.8782 | 1.0145e-10 | -199.8748 | -157.8782 | 157.8782 | 490.02
490.1198 | 1.2462e-08 | -158.0883 | 9.1922e-11 | -200.7317 | -158.0883 | 158.0883 | 490.1198
490.2196 | 1.216e-08 | -158.3011 | 8.3107e-11 | -201.6072 | -158.3011 | 158.3011 | 490.2196
490.3194 | 1.1863e-08 | -158.5164 | 7.497e-11 | -202.5022 | -158.5164 | 158.5164 | 490.3194
490.4192 | 1.1569e-08 | -158.7344 | 6.7473e-11 | -203.4174 | -158.7344 | 158.7344 | 490.4192
490.519 | 1.1278e-08 | -158.9552 | 6.0578e-11 | -204.3538 | -158.9552 | 158.9552 | 490.519
490.6188 | 1.0992e-08 | -159.1786 | 5.4249e-11 | -205.3121 | -159.1786 | 159.1786 | 490.6188
490.7186 | 1.0709e-08 | -159.4048 | 4.8454e-11 | -206.2935 | -159.4048 | 159.4048 | 490.7186
490.8184 | 1.0431e-08 | -159.6338 | 4.3157e-11 | -207.2989 | -159.6338 | 159.6338 | 490.8184
490.9182 | 1.0156e-08 | -159.8655 | 3.8329e-11 | -208.3295 | -159.8655 | 159.8655 | 490.9182
491.018 | 9.8854e-09 | -160.1001 | 3.3937e-11 | -209.3865 | -160.1001 | 160.1001 | 491.018
491.1178 | 9.6188e-09 | -160.3376 | 2.9953e-11 | -210.4712 | -160.3376 | 160.3376 | 491.1178
491.2176 | 9.3563e-09 | -160.5779 | 2.6348e-11 | -211.585 | -160.5779 | 160.5779 | 491.2176
491.3174 | 9.0979e-09 | -160.8212 | 2.3095e-11 | -212.7295 | -160.8212 | 160.8212 | 491.3174
491.4172 | 8.8436e-09 | -161.0674 | 2.0169e-11 | -213.9063 | -161.0674 | 161.0674 | 491.4172
491.517 | 8.5935e-09 | -161.3166 | 1.7545e-11 | -215.1171 | -161.3166 | 161.3166 | 491.517
491.6168 | 8.3475e-09 | -161.5688 | 1.5199e-11 | -216.3639 | -161.5688 | 161.5688 | 491.6168
491.7166 | 8.1058e-09 | -161.8241 | 1.3109e-11 | -217.6489 | -161.8241 | 161.8241 | 491.7166
491.8164 | 7.8682e-09 | -162.0825 | 1.1253e-11 | -218.9743 | -162.0825 | 162.0825 | 491.8164
491.9162 | 7.6349e-09 | -162.344 | 9.6132e-12 | -220.3427 | -162.344 | 162.344 | 491.9162
492.016 | 7.4057e-09 | -162.6086 | 8.1689e-12 | -221.7568 | -162.6086 | 162.6086 | 492.016
492.1158 | 7.1808e-09 | -162.8765 | 6.9027e-12 | -223.2196 | -162.8765 | 162.8765 | 492.1158
492.2156 | 6.9602e-09 | -163.1476 | 5.7978e-12 | -224.7347 | -163.1476 | 163.1476 | 492.2156
492.3154 | 6.7438e-09 | -163.422 | 4.8385e-12 | -226.3057 | -163.422 | 163.422 | 492.3154
492.4152 | 6.5316e-09 | -163.6996 | 4.0101e-12 | -227.9368 | -163.6996 | 163.6996 | 492.4152
492.515 | 6.3236e-09 | -163.9807 | 3.2989e-12 | -229.6327 | -163.9807 | 163.9807 | 492.515
492.6148 | 6.1199e-09 | -164.2651 | 2.692e-12 | -231.3986 | -164.2651 | 164.2651 | 492.6148
492.7146 | 5.9204e-09 | -164.553 | 2.1776e-12 | -233.2404 | -164.553 | 164.553 | 492.7146
492.8144 | 5.7251e-09 | -164.8444 | 1.7449e-12 | -235.1648 | -164.8444 | 164.8444 | 492.8144
492.9142 | 5.5339e-09 | -165.1393 | 1.3837e-12 | -237.1794 | -165.1393 | 165.1393 | 492.9142
493.014 | 5.347e-09 | -165.4378 | 1.0848e-12 | -239.2931 | -165.4378 | 165.4378 | 493.014
493.1138 | 5.1642e-09 | -165.7399 | 8.3987e-13 | -241.5158 | -165.7399 | 165.7399 | 493.1138
493.2136 | 4.9856e-09 | -166.0457 | 6.4127e-13 | -243.8592 | -166.0457 | 166.0457 | 493.2136
493.3134 | 4.811e-09 | -166.3552 | 4.821e-13 | -246.3372 | -166.3552 | 166.3552 | 493.3134
493.4132 | 4.6406e-09 | -166.6686 | 3.5621e-13 | -248.966 | -166.6686 | 166.6686 | 493.4132
493.513 | 4.4742e-09 | -166.9857 | 2.5808e-13 | -251.7648 | -166.9857 | 166.9857 | 493.513
493.6128 | 4.3118e-09 | -167.3067 | 1.8287e-13 | -254.7572 | -167.3067 | 167.3067 | 493.6128
493.7126 | 4.1535e-09 | -167.6317 | 1.2631e-13 | -257.9716 | -167.6317 | 167.6317 | 493.7126
493.8124 | 3.9991e-09 | -167.9607 | 8.4689e-14 | -261.4435 | -167.9607 | 167.9607 | 493.8124
493.9122 | 3.8487e-09 | -168.2937 | 5.4843e-14 | -265.2176 | -168.2937 | 168.2937 | 493.9122
494.012 | 3.7022e-09 | -168.6309 | 3.4075e-14 | -269.3513 | -168.6309 | 168.6309 | 494.012
494.1118 | 3.5595e-09 | -168.9723 | 2.0137e-14 | -273.9202 | -168.9723 | 168.9723 | 494.1118
494.2116 | 3.4206e-09 | -169.3179 | 1.1186e-14 | -279.0267 | -169.3179 | 169.3179 | 494.2116
494.3114 | 3.2856e-09 | -169.6678 | 5.745e-15 | -284.8142 | -169.6678 | 169.6678 | 494.3114
494.4112 | 3.1542e-09 | -170.0221 | 2.6631e-15 | -291.4924 | -170.0221 | 170.0221 | 494.4112
494.511 | 3.0266e-09 | -170.3809 | 1.0732e-15 | -299.386 | -170.3809 | 170.3809 | 494.511
494.6108 | 2.9026e-09 | -170.7442 | 3.5326e-16 | -309.0381 | -170.7442 | 170.7442 | 494.6108
494.7106 | 2.7822e-09 | -171.1121 | 8.4491e-17 | -321.4638 | -171.1121 | 171.1121 | 494.7106
494.8104 | 2.6654e-09 | -171.4847 | 1.131e-17 | -338.9308 | -171.4847 | 171.4847 | 494.8104
494.9102 | 2.5521e-09 | -171.862 | 3.7169e-19 | -368.5964 | -171.862 | 171.862 | 494.9102
495.01 | 2.4422e-09 | -172.2442 | 1.3112e-27 | -537.6464 | -172.2442 | 172.2442 | 495.01
495.1098 | 2.3358e-09 | -172.6314 | 3.012e-19 | -370.4228 | -172.6314 | 172.6314 | 495.1098
495.2096 | 2.2327e-09 | -173.0235 | 1.0151e-17 | -339.87 | -173.0235 | 173.0235 | 495.2096
495.3094 | 2.1329e-09 | -173.4207 | 7.8352e-17 | -322.119 | -173.4207 | 173.4207 | 495.3094
495.4092 | 2.0363e-09 | -173.8231 | 3.3266e-16 | -309.5601 | -173.8231 | 173.8231 | 495.4092
495.509 | 1.9429e-09 | -174.2309 | 1.0192e-15 | -299.835 | -174.2309 | 174.2309 | 495.509
495.6088 | 1.8527e-09 | -174.644 | 2.5414e-15 | -291.8985 | -174.644 | 174.644 | 495.6088
495.7086 | 1.7655e-09 | -175.0626 | 5.4988e-15 | -285.1947 | -175.0626 | 175.0626 | 495.7086
495.8084 | 1.6814e-09 | -175.4867 | 1.0725e-14 | -279.3924 | -175.4867 | 175.4867 | 495.8084
495.9082 | 1.6002e-09 | -175.9166 | 1.9324e-14 | -274.2782 | -175.9166 | 175.9166 | 495.9082
496.008 | 1.5219e-09 | -176.3523 | 3.2709e-14 | -269.7066 | -176.3523 | 176.3523 | 496.008
496.1078 | 1.4464e-09 | -176.794 | 5.2639e-14 | -265.5739 | -176.794 | 176.794 | 496.1078
496.2076 | 1.3738e-09 | -177.2416 | 8.125e-14 | -261.8036 | -177.2416 | 177.2416 | 496.2076
496.3074 | 1.3038e-09 | -177.6955 | 1.2109e-13 | -258.3375 | -177.6955 | 177.6955 | 496.3074
496.4072 | 1.2366e-09 | -178.1556 | 1.7517e-13 | -255.1306 | -178.1556 | 178.1556 | 496.4072
496.507 | 1.1719e-09 | -178.6222 | 2.4697e-13 | -252.1471 | -178.6222 | 178.6222 | 496.507
496.6068 | 1.1098e-09 | -179.0954 | 3.4048e-13 | -249.3582 | -179.0954 | 179.0954 | 496.6068
496.7066 | 1.0501e-09 | -179.5752 | 4.6024e-13 | -246.7402 | -179.5752 | 179.5752 | 496.7066
496.8064 | 9.929e-10 | -180.0619 | 6.1138e-13 | -244.2738 | -180.0619 | 180.0619 | 496.8064
496.9062 | 9.3803e-10 | -180.5557 | 7.9961e-13 | -241.9425 | -180.5557 | 180.5557 | 496.9062
497.006 | 8.8547e-10 | -181.0565 | 1.0313e-12 | -239.7325 | -181.0565 | 181.0565 | 497.006
497.1058 | 8.3514e-10 | -181.5648 | 1.3134e-12 | -237.632 | -181.5648 | 181.5648 | 497.1058
497.2056 | 7.87e-10 | -182.0805 | 1.6537e-12 | -235.6309 | -182.0805 | 182.0805 | 497.2056
497.3054 | 7.4098e-10 | -182.6039 | 2.0605e-12 | -233.7203 | -182.6039 | 182.6039 | 497.3054
497.4052 | 6.9701e-10 | -183.1352 | 2.5431e-12 | -231.8927 | -183.1352 | 183.1352 | 497.4052
497.505 | 6.5505e-10 | -183.6745 | 3.1113e-12 | -230.1413 | -183.6745 | 183.6745 | 497.505
497.6048 | 6.1502e-10 | -184.2221 | 3.7757e-12 | -228.4601 | -184.2221 | 184.2221 | 497.6048
497.7046 | 5.7689e-10 | -184.7782 | 4.5479e-12 | -226.8438 | -184.7782 | 184.7782 | 497.7046
497.8044 | 5.4057e-10 | -185.3429 | 5.4401e-12 | -225.2879 | -185.3429 | 185.3429 | 497.8044
497.9042 | 5.0602e-10 | -185.9166 | 6.4655e-12 | -223.788 | -185.9166 | 185.9166 | 497.9042
498.004 | 4.7318e-10 | -186.4994 | 7.6379e-12 | -222.3405 | -186.4994 | 186.4994 | 498.004
498.1038 | 4.42e-10 | -187.0916 | 8.9723e-12 | -220.9419 | -187.0916 | 187.0916 | 498.1038
498.2036 | 4.1241e-10 | -187.6934 | 1.0484e-11 | -219.5892 | -187.6934 | 187.6934 | 498.2036
498.3034 | 3.8437e-10 | -188.3051 | 1.2191e-11 | -218.2795 | -188.3051 | 188.3051 | 498.3034
498.4032 | 3.5781e-10 | -188.927 | 1.4108e-11 | -217.0104 | -188.927 | 188.927 | 498.4032
498.503 | 3.3268e-10 | -189.5594 | 1.6256e-11 | -215.7795 | -189.5594 | 189.5594 | 498.503
498.6028 | 3.0894e-10 | -190.2026 | 1.8654e-11 | -214.5847 | -190.2026 | 190.2026 | 498.6028
498.7026 | 2.8652e-10 | -190.8569 | 2.1321e-11 | -213.424 | -190.8569 | 190.8569 | 498.7026
498.8024 | 2.6538e-10 | -191.5226 | 2.4278e-11 | -212.2957 | -191.5226 | 191.5226 | 498.8024
498.9022 | 2.4547e-10 | -192.2001 | 2.7548e-11 | -211.1981 | -192.2001 | 192.2001 | 498.9022
499.002 | 2.2673e-10 | -192.8898 | 3.1154e-11 | -210.1297 | -192.8898 | 192.8898 | 499.002
499.1018 | 2.0912e-10 | -193.592 | 3.512e-11 | -209.089 | -193.592 | 193.592 | 499.1018
499.2016 | 1.9259e-10 | -194.3072 | 3.9469e-11 | -208.0748 | -194.3072 | 194.3072 | 499.2016
499.3014 | 1.771e-10 | -195.0357 | 4.4229e-11 | -207.0858 | -195.0357 | 195.0357 | 499.3014
499.4012 | 1.6259e-10 | -195.7781 | 4.9426e-11 | -206.121 | -195.7781 | 195.7781 | 499.4012
499.501 | 1.4902e-10 | -196.5348 | 5.5086e-11 | -205.1792 | -196.5348 | 196.5348 | 499.501
499.6008 | 1.3636e-10 | -197.3064 | 6.1239e-11 | -204.2594 | -197.3064 | 197.3064 | 499.6008
499.7006 | 1.2455e-10 | -198.0932 | 6.7914e-11 | -203.3608 | -198.0932 | 198.0932 | 499.7006
499.8004 | 1.1355e-10 | -198.896 | 7.5141e-11 | -202.4824 | -198.896 | 198.896 | 499.8004
499.9002 | 1.0333e-10 | -199.7152 | 8.2951e-11 | -201.6236 | -199.7152 | 199.7152 | 499.9002