## Series Values
AD9244 Analog Input S-Parameter Data
Series Configuration - See Input Configuration Sheet for Diagram
Summary: This is the tabular formatted results taken to generate the frequency responses captured and presented in
application note AN-742, Frequency Domain Response of Switched-Cap ADCs. For additional information please refer to the paper sited above at www.analog.com.
NOTE: All imaginary numbers are assumed capacitive unless otherwise noted with a
AD9244 (LQFP) | Real Z | Imaginary Z | Real Z | Imaginary Z
Frequency | Track Mode | Track Mode | Hold Mode | Hold Mode
300000 | 22432.8636 | 12412.8986 | 26101.2294 | 9073.5642
924812.5 | 11559.3972 | 1606.3847 | 11656.734 | 1081.863
1549625 | 10952.406 | 4417.5908 | 12821.5512 | 339.1395
2174437.5 | 8913.0378 | 5905.8558 | 12961.5991 | 701.8582
2799250 | 7106.951 | 6472.8277 | 12923.4585 | 1607.2753
3424062.5 | 5607.3309 | 6339.7869 | 12468.1225 | 2313.4733
4048875 | 4493.8197 | 6176.7351 | 12458.6833 | 3045.3816
4673687.5 | 3654.1522 | 5805.7071 | 12054.5908 | 3683.8748
5298500 | 3041.6136 | 5399.8001 | 11574.7006 | 4040.1743
5923312.5 | 2532.4329 | 5069.6195 | 11183.9508 | 4540.5005
6548125 | 2154.5373 | 4737.6843 | 10678.9823 | 4880.3935
7172937.5 | 1814.2022 | 4379.1632 | 9952.0277 | 5310.7353
7797750 | 1572.7148 | 4176.6645 | 9879.846 | 5630.3303
8422562.5 | 1404.7334 | 4121.7673 | 10846.4091 | 5811.7139
9047375 | 1228.3303 | 4141.493 | 13039.8204 | 5867.9309
9672187.5 | 1102.9387 | 4254.2033 | 17275.0343 | 4316.2806
10297000 | 958.243 | 4271.2234 | 20798.0319 | 905.4389
10921812.5 | 826.5609 | 4171.0588 | 22934.408 | 1722.2648
11546625 | 713.7288 | 3927.4094 | 23870.5689 | 748.2698
12171437.5 | 657.1082 | 3699.2355 | 23324.0909 | 909.9978
12796250 | 579.5479 | 3438.0931 | 21726.3978 | 4403.0324
13421062.5 | 549.7901 | 3200.2295 | 18798.6042 | 6309.3155
14045875 | 511.7863 | 2984.7229 | 15947.6811 | 7822.7017
14670687.5 | 495.182 | 2807.5786 | 13574.2145 | 7965.3145
15295500 | 454.944 | 2653.4091 | 11883.5952 | 8443.3954
15920312.5 | 432.1549 | 2528.5723 | 10810.921 | 8304.5231
16545125 | 402.8152 | 2413.1841 | 9825.495 | 8409.5583
17169937.5 | 373.3469 | 2304.7131 | 8761.4022 | 8341.758
17794750 | 347.569 | 2205.7272 | 7916.9489 | 8184.1033
18419562.5 | 331.8153 | 2124.5593 | 7356.3585 | 8070.7162
19044375 | 312.5383 | 2043.9775 | 6900.4235 | 7847.1795
19669187.5 | 301.3206 | 1979.2095 | 6584.6659 | 7662.2547
20294000 | 278.9514 | 1909.0283 | 5980.1551 | 7677.7117
20918812.5 | 270.8631 | 1842.1427 | 5578.9319 | 7350.6914
21543625 | 261.4836 | 1779.7778 | 5225.6664 | 7089.3492
22168437.5 | 249.4751 | 1724.5336 | 4896.8843 | 6923.143
22793250 | 235.1066 | 1672.2763 | 4583.5041 | 6840.2074
23418062.5 | 227.1417 | 1622.1377 | 4278.4187 | 6720.0974
24042875 | 222.2575 | 1575.1853 | 4144.1018 | 6439.9709
24667687.5 | 212.0079 | 1535.431 | 3899.4347 | 6424.6587
25292500 | 204.4498 | 1493.4515 | 3709.5515 | 6267.2841
25917312.5 | 199.933 | 1453.3944 | 3514.7251 | 6058.7507
26542125 | 193.5835 | 1419.6002 | 3358.8792 | 5982.567
27166937.5 | 189.8537 | 1386.4769 | 3280.9787 | 5840.0163
27791750 | 177.6297 | 1352.3947 | 2997.8489 | 5796.2075
28416562.5 | 175.6123 | 1322.5666 | 2937.041 | 5653.2076
29041375 | 168.6235 | 1293.5866 | 2831.2392 | 5566.8993
29666187.5 | 166.0896 | 1262.1299 | 2673.6732 | 5406.8235
30291000 | 159.3565 | 1236.1822 | 2561.1801 | 5345.2068
30915812.5 | 156.2194 | 1210.5897 | 2485.1231 | 5234.0846
31540625 | 152.1268 | 1185.6125 | 2401.9537 | 5136.9928
32165437.5 | 147.1056 | 1162.5273 | 2279.5305 | 5105.3466
32790250 | 142.8733 | 1140.5351 | 2217.469 | 5013.3878
33415062.5 | 139.2782 | 1117.9948 | 2134.7973 | 4957.7061
34039875 | 137.6855 | 1095.5146 | 2063.4062 | 4832.4937
34664687.5 | 135.5544 | 1075.3043 | 2007.4738 | 4740.7429
35289500 | 131.0525 | 1054.6704 | 1909.956 | 4669.649
35914312.5 | 130.5592 | 1036.3398 | 1895.0177 | 4583.3856
36539125 | 128.6885 | 1018.9948 | 1848.4108 | 4523.0829
37163937.5 | 127.3914 | 1001.2595 | 1795.4446 | 4447.5844
37788750 | 126.118 | 983.2877 | 1753.4513 | 4361.7649
38413562.5 | 123.1206 | 967.321 | 1687.2341 | 4292.3909
39038375 | 119.8526 | 952.9886 | 1643.8671 | 4276.6094
39663187.5 | 118.3919 | 937.8908 | 1601.5213 | 4207.575
40288000 | 117.5277 | 923.2174 | 1577.4615 | 4150.0992
40912812.5 | 115.6969 | 909.0903 | 1524.2312 | 4083.9073
41537625 | 113.4271 | 897.1169 | 1494.5563 | 4077.7927
42162437.5 | 113.0438 | 881.7507 | 1466.1904 | 3973.8165
42787250 | 111.0993 | 868.6665 | 1418.7164 | 3936.8352
43412062.5 | 108.8807 | 855.283 | 1372.4698 | 3869.2665
44036875 | 108.4355 | 843.4592 | 1366.8064 | 3822.8442
44661687.5 | 107.1083 | 831.5562 | 1340.6705 | 3780.6111
45286500 | 105.7489 | 819.6261 | 1303.9313 | 3728.4766
45911312.5 | 105.2994 | 808.7625 | 1289.2698 | 3681.4139
46536125 | 104.5661 | 796.9274 | 1268.5596 | 3616.7565
47160937.5 | 103.4608 | 785.9699 | 1242.4212 | 3574.322
47785750 | 102.7726 | 776.9277 | 1225.3142 | 3553.1576
48410562.5 | 101.8708 | 766.013 | 1201.3236 | 3500.5134
49035375 | 100.5598 | 756.756 | 1174.4678 | 3475.4168
49660187.5 | 100.1079 | 746.8632 | 1158.5788 | 3419.5621
50285000 | 99.3357 | 737.7051 | 1128.9094 | 3383.286
50909812.5 | 98.9608 | 728.2799 | 1120.0344 | 3331.4127
51534625 | 97.8942 | 720.8059 | 1108.4526 | 3335.9868
52159437.5 | 97.6118 | 711.7184 | 1096.9493 | 3283.9533
52784250 | 97.2791 | 702.7972 | 1080.5334 | 3228.7046
53409062.5 | 94.5885 | 695.1384 | 1038.6772 | 3204.7321
54033875 | 94.388 | 686.7877 | 1023.908 | 3176.5901
54658687.5 | 94.186 | 679.3945 | 1015.4615 | 3156.6205
55283500 | 93.3047 | 671.0451 | 993.9399 | 3114.2592
55908312.5 | 93.0589 | 663.7878 | 989.3994 | 3081.4222
56533125 | 92.3218 | 656.6103 | 974.6517 | 3057.7839
57157937.5 | 91.9621 | 648.5567 | 957.5094 | 3010.031
57782750 | 91.1402 | 642.3904 | 947.5399 | 3005.1163
58407562.5 | 91.6546 | 635.521 | 951.4243 | 2963.1762
59032375 | 90.6743 | 628.9346 | 931.8584 | 2949.2831
59657187.5 | 90.6697 | 622.5434 | 929.4795 | 2925.1348
60282000 | 90.691 | 615.9409 | 925.8662 | 2885.2535
60906812.5 | 90.3877 | 609.5968 | 915.0472 | 2861.8108
61531625 | 90.1367 | 603.4105 | 907.7287 | 2836.2086
62156437.5 | 89.3647 | 597.8598 | 891.345 | 2820.6626
62781250 | 88.8848 | 591.8206 | 876.5389 | 2790.7795
63406062.5 | 88.6054 | 586.0189 | 869.2889 | 2765.291
64030875 | 88.0799 | 580.2764 | 859.4394 | 2740.16
64655687.5 | 87.5478 | 574.7415 | 846.4564 | 2717.2662
65280500 | 87.0584 | 569.5828 | 836.149 | 2703.187
65905312.5 | 87.1631 | 564.1229 | 833.0441 | 2672.5171
66530125 | 86.4911 | 558.4716 | 822.9312 | 2651.0478
67154937.5 | 86.1781 | 553.4523 | 814.9659 | 2628.7181
67779750 | 85.9343 | 548.5949 | 809.3957 | 2610.118
68404562.5 | 85.6448 | 543.2338 | 796.8908 | 2576.7437
69029375 | 85.1969 | 538.5739 | 791.0056 | 2572.495
69654187.5 | 84.6984 | 533.2477 | 775.1861 | 2541.5506
70279000 | 84.8663 | 528.7574 | 781.7544 | 2526.0415
70903812.5 | 84.0287 | 524.4028 | 759.2771 | 2517.1648
71528625 | 83.8625 | 519.7216 | 749.6664 | 2492.1855
72153437.5 | 83.8517 | 515.258 | 746.6639 | 2468.0267
72778250 | 84.6191 | 511.2956 | 740.2023 | 2446.4521
73403062.5 | 82.9814 | 506.596 | 721.1925 | 2434.9621
74027875 | 83.0678 | 502.7259 | 722.993 | 2420.287
74652687.5 | 82.7831 | 498.7127 | 720.6097 | 2402.764
75277500 | 82.7911 | 494.5307 | 717.7841 | 2383.4297
75902312.5 | 82.4192 | 490.4972 | 709.0576 | 2369.4464
76527125 | 82.3168 | 486.6404 | 707.3206 | 2348.9581
77151937.5 | 82.0902 | 482.6667 | 700.1945 | 2335.6224
77776750 | 82.0249 | 478.9969 | 697.0657 | 2317.7233
78401562.5 | 81.7707 | 475.3342 | 690.2343 | 2307.1791
79026375 | 81.0528 | 470.874 | 670.9526 | 2275.2614
79651187.5 | 81.0943 | 467.67 | 676.2546 | 2270.9013
80276000 | 81.1442 | 464.0998 | 677.1851 | 2257.5162
80900812.5 | 81.0556 | 460.4673 | 672.1076 | 2235.7929
81525625 | 80.8056 | 456.8768 | 663.3202 | 2228.2591
82150437.5 | 81.0891 | 453.4589 | 668.6473 | 2207.6843
82775250 | 80.8837 | 450.1565 | 659.4021 | 2194.8186
83400062.5 | 80.4391 | 446.8856 | 645.286 | 2180.0893
84024875 | 80.2116 | 443.5651 | 641.6825 | 2165.4089
84649687.5 | 80.0512 | 440.3179 | 637.1558 | 2149.7467
85274500 | 79.4863 | 436.9762 | 624.663 | 2137.0172
85899312.5 | 79.6262 | 434.2199 | 627.8028 | 2126.2106
86524125 | 79.3154 | 430.8335 | 619.5567 | 2104.5436
87148937.5 | 79.1392 | 427.7437 | 612.6251 | 2093.1848
87773750 | 79.0296 | 424.6073 | 609.6513 | 2075.3179
88398562.5 | 78.7932 | 421.7753 | 605.8539 | 2067.8155
89023375 | 78.646 | 418.8801 | 603.1427 | 2055.9848
89648187.5 | 78.4352 | 415.8105 | 596.9283 | 2041.2667
90273000 | 78.2813 | 412.5767 | 594.8514 | 2016.2997
90897812.5 | 78.105 | 409.819 | 590.8553 | 2006.6134
91522625 | 77.9835 | 406.8982 | 584.4974 | 1994.5212
92147437.5 | 77.8179 | 403.8781 | 578.2935 | 1978.6763
92772250 | 77.5649 | 401.3092 | 571.974 | 1968.6847
93397062.5 | 77.6188 | 398.8643 | 572.0051 | 1960.5313
94021875 | 77.3657 | 396.0226 | 563.8372 | 1945.5041
94646687.5 | 77.2062 | 393.1879 | 557.1002 | 1926.2356
95271500 | 77.2257 | 390.6614 | 557.6983 | 1915.2556
95896312.5 | 77.0598 | 388.147 | 555.5366 | 1902.1379
96521125 | 76.6459 | 385.6743 | 544.1537 | 1893.4058
97145937.5 | 76.753 | 383.1437 | 547.4893 | 1879.4317
97770750 | 76.4868 | 380.6505 | 541.3918 | 1865.5771
98395562.5 | 76.2743 | 378.2013 | 537.618 | 1856.6304
99020375 | 76.0794 | 375.9587 | 532.012 | 1846.4379
99645187.5 | 75.8749 | 373.2473 | 529.8121 | 1828.2851
100270000 | 75.8206 | 370.89 | 525.3453 | 1818.3614
100894812.5 | 75.5947 | 368.9394 | 521.6278 | 1814.9913
101519625 | 75.4106 | 366.4845 | 517.3142 | 1802.5543
102144437.5 | 75.3275 | 363.9659 | 513.4014 | 1787.8881
102769250 | 75.0169 | 362.1629 | 506.1068 | 1786.2997
103394062.5 | 75.0518 | 359.7028 | 503.754 | 1777.7573
104018875 | 74.9499 | 357.5567 | 500.3537 | 1771.6467
104643687.5 | 74.7887 | 355.3232 | 496.2979 | 1752.2168
105268500 | 74.7407 | 353.1601 | 493.9829 | 1740.9123
105893312.5 | 74.5374 | 351.0572 | 489.2033 | 1731.4337
106518125 | 74.4675 | 348.8724 | 487.3616 | 1717.6752
107142937.5 | 74.434 | 346.8874 | 485.219 | 1709.3274
107767750 | 74.4306 | 344.9032 | 482.7513 | 1699.4714
108392562.5 | 74.3107 | 342.9701 | 478.1676 | 1689.8154
109017375 | 74.1203 | 341.0376 | 475.3368 | 1681.9647
109642187.5 | 74.0896 | 339.0431 | 475.2919 | 1671.5269
110267000 | 74.0618 | 336.9513 | 474.5237 | 1659.4713
110891812.5 | 73.8125 | 335.12 | 469.4299 | 1652.2279
111516625 | 73.6762 | 333.1455 | 464.7243 | 1641.4637
112141437.5 | 73.7035 | 331.304 | 463.732 | 1634.8732
112766250 | 73.5685 | 329.3206 | 462.1217 | 1625.6174
113391062.5 | 73.6194 | 327.517 | 462.0798 | 1617.9338
114015875 | 73.5216 | 325.5948 | 459.9332 | 1608.725
114640687.5 | 73.337 | 323.8125 | 454.053 | 1601.834
115265500 | 73.4783 | 321.9757 | 456.4415 | 1591.3441
115890312.5 | 73.5027 | 320.0586 | 456.0473 | 1580.0605
116515125 | 73.4731 | 318.3242 | 453.1588 | 1572.342
117139937.5 | 73.4966 | 316.5155 | 454.835 | 1562.9851
117764750 | 73.3785 | 314.6965 | 452.1588 | 1554.086
118389562.5 | 73.4629 | 313.124 | 451.1072 | 1544.7298
119014375 | 73.4131 | 311.5302 | 450.6017 | 1538.0043
119639187.5 | 73.3432 | 309.8824 | 447.6749 | 1529.3355
120264000 | 73.4215 | 308.1954 | 447.4766 | 1518.507
120888812.5 | 73.3436 | 306.6505 | 446.5012 | 1514.0187
121513625 | 73.1626 | 305.0086 | 444.4074 | 1505.4014
122138437.5 | 73.1317 | 303.4572 | 444.0758 | 1499.1087
122763250 | 73.0871 | 301.7751 | 434.6957 | 1497.6533
123388062.5 | 73.0897 | 300.1641 | 438.1838 | 1483.5954
124012875 | 73.0982 | 298.576 | 441.6809 | 1474.4499
124637687.5 | 73.0186 | 297.1101 | 437.5258 | 1468.8003
125262500 | 72.8862 | 295.355 | 435.3951 | 1457.1137
125887312.5 | 73.0058 | 293.9264 | 435.8286 | 1452.1816
126512125 | 72.8359 | 292.4627 | 432.0658 | 1445.4944
127136937.5 | 73.0783 | 290.9976 | 436.7121 | 1437.4854
127761750 | 72.9545 | 289.5063 | 430.5075 | 1430.124
128386562.5 | 72.81 | 288.2769 | 428.8684 | 1428.2492
129011375 | 72.5151 | 286.6324 | 421.3624 | 1418.5834
129636187.5 | 72.6008 | 285.4315 | 422.5615 | 1412.6929
130261000 | 72.5319 | 283.97 | 420.71 | 1403.9138
130885812.5 | 72.4573 | 282.5271 | 416.9408 | 1397.239
131510625 | 72.2992 | 281.3231 | 414.5559 | 1393.7874
132135437.5 | 72.2564 | 279.9038 | 413.8114 | 1385.5947
132760250 | 72.2815 | 278.7491 | 414.3384 | 1381.0654
133385062.5 | 72.1341 | 277.1887 | 411.3045 | 1371.3033
134009875 | 72.1297 | 275.9282 | 410.9577 | 1367.957
134634687.5 | 72.0914 | 274.5196 | 410.7405 | 1360.1901
135259500 | 72.069 | 273.4231 | 409.3973 | 1358.7374
135884312.5 | 71.9853 | 272.0193 | 408.8938 | 1348.8305
136509125 | 72.1706 | 270.8071 | 410.1915 | 1344.8099
137133937.5 | 71.9804 | 269.6235 | 407.0074 | 1341.1223
137758750 | 72.1234 | 268.3582 | 406.0831 | 1333.1997
138383562.5 | 72.0035 | 267.0304 | 403.9441 | 1324.8661
139008375 | 71.9607 | 266.0724 | 404.0538 | 1325.8636
139633187.5 | 71.6344 | 264.6448 | 397.3098 | 1314.4891
140258000 | 71.8322 | 263.6738 | 398.9879 | 1313.6965
140882812.5 | 71.665 | 262.3672 | 395.243 | 1305.0775
141507625 | 71.695 | 261.1619 | 396.0482 | 1299.1109
142132437.5 | 71.6214 | 260.028 | 395.4251 | 1293.7962
142757250 | 71.7321 | 258.9267 | 394.6544 | 1288.7418
143382062.5 | 71.672 | 257.7148 | 393.1041 | 1282.2071
144006875 | 71.5715 | 256.6371 | 390.5909 | 1278.8247
144631687.5 | 71.5043 | 255.4926 | 389.3047 | 1272.8875
145256500 | 71.4547 | 254.3023 | 388.541 | 1265.3188
145881312.5 | 71.3071 | 253.3008 | 384.391 | 1264.2921
146506125 | 71.3497 | 252.1965 | 385.3957 | 1258.3915
147130937.5 | 71.3665 | 251.0728 | 385.4363 | 1252.4223
147755750 | 71.268 | 249.9679 | 382.067 | 1248.5145
148380562.5 | 71.2777 | 248.9697 | 383.8749 | 1244.1512
149005375 | 71.2365 | 247.9048 | 382.2086 | 1239.6205
149630187.5 | 71.1973 | 246.8172 | 379.8291 | 1234.2532
150255000 | 71.225 | 245.7575 | 379.9613 | 1226.9481
150879812.5 | 71.1648 | 244.7401 | 377.1549 | 1222.8941
151504625 | 71.1006 | 243.7159 | 375.1491 | 1218.2838
152129437.5 | 71.0409 | 242.6942 | 374.0234 | 1213.1661
152754250 | 70.9929 | 241.7254 | 372.762 | 1209.4886
153379062.5 | 70.992 | 240.7608 | 372.791 | 1204.3816
154003875 | 70.9595 | 239.7514 | 371.3471 | 1198.7802
154628687.5 | 70.8705 | 238.6868 | 367.7102 | 1193.1743
155253500 | 70.7733 | 237.6867 | 368.0504 | 1187.8165
155878312.5 | 70.6891 | 236.7351 | 365.7505 | 1183.0796
156503125 | 70.6403 | 235.749 | 363.2193 | 1178.0144
157127937.5 | 70.6521 | 234.6409 | 362.9062 | 1171.4393
157752750 | 70.5069 | 233.8718 | 359.1287 | 1170.7404
158377562.5 | 70.4825 | 232.9126 | 359.0421 | 1166.0772
159002375 | 70.5372 | 231.8329 | 360.2137 | 1159.687
159627187.5 | 70.5356 | 230.9152 | 359.99 | 1156.1346
160252000 | 70.5422 | 229.9507 | 359.4623 | 1150.5536
160876812.5 | 70.5435 | 229.0737 | 358.4686 | 1147.1282
161501625 | 70.5322 | 228.2932 | 356.9879 | 1146.0142
162126437.5 | 70.4518 | 227.3451 | 355.248 | 1139.4975
162751250 | 70.451 | 226.4634 | 354.281 | 1135.0033
163376062.5 | 70.4702 | 225.5849 | 354.2763 | 1130.5189
164000875 | 70.4663 | 224.6642 | 355.5346 | 1124.5924
164625687.5 | 70.4961 | 223.8623 | 354.7736 | 1123.3412
165250500 | 70.4777 | 222.935 | 354.4489 | 1117.4266
165875312.5 | 70.4167 | 221.9915 | 353.753 | 1110.3788
166500125 | 70.3251 | 221.2718 | 350.8562 | 1109.6318
167124937.5 | 70.3242 | 220.2754 | 352.1054 | 1102.361
167749750 | 70.309 | 219.379 | 351.9478 | 1097.2691
168374562.5 | 70.2681 | 218.6084 | 349.9432 | 1094.9374
168999375 | 70.2481 | 217.6589 | 349.5498 | 1088.8686
169624187.5 | 70.1585 | 216.8896 | 346.7054 | 1086.1911
170249000 | 70.1644 | 216.0885 | 346.2525 | 1082.7027
170873812.5 | 70.3651 | 215.1326 | 351.0062 | 1076.0344
171498625 | 70.2279 | 214.3263 | 347.3175 | 1071.9585
172123437.5 | 70.2279 | 213.503 | 346.5197 | 1066.8555
172748250 | 70.2615 | 212.6979 | 346.7069 | 1062.2185
173373062.5 | 70.1677 | 211.9721 | 345.1107 | 1060.4954
173997875 | 70.1568 | 211.1823 | 344.518 | 1055.6195
174622687.5 | 70.1438 | 210.422 | 343.6326 | 1051.6973
175247500 | 70.1133 | 209.6799 | 342.4139 | 1048.5163
175872312.5 | 70.0437 | 208.8414 | 341.1491 | 1042.5464
176497125 | 69.9945 | 208.17 | 339.9332 | 1040.9448
177121937.5 | 69.9707 | 207.4314 | 339.1068 | 1037.4057
177746750 | 69.9696 | 206.5322 | 338.6907 | 1029.4096
178371562.5 | 69.8294 | 205.9019 | 335.6263 | 1028.9884
178996375 | 69.7672 | 205.0999 | 334.3704 | 1024.7215
179621187.5 | 69.7187 | 204.2893 | 333.4121 | 1020.0808
180246000 | 69.609 | 203.6718 | 330.8751 | 1019.4178
180870812.5 | 69.5812 | 202.8881 | 330.2902 | 1014.1192
181495625 | 69.5641 | 202.1448 | 329.2493 | 1009.8552
182120437.5 | 69.5563 | 201.4363 | 328.0758 | 1006.5397
182745250 | 69.5765 | 200.6774 | 328.8137 | 1001.9934
183370062.5 | 69.5136 | 199.9724 | 326.2243 | 998.105
183994875 | 69.4413 | 199.2905 | 324.1181 | 994.6689
184619687.5 | 69.386 | 198.6248 | 323.6544 | 991.6783
185244500 | 69.3856 | 198.015 | 322.5532 | 990.0174
185869312.5 | 69.3947 | 197.245 | 322.3845 | 984.4683
186494125 | 69.3826 | 196.5018 | 321.985 | 979.2863
187118937.5 | 69.3186 | 195.9681 | 320.1296 | 978.5991
187743750 | 69.3351 | 195.2326 | 321.0558 | 973.9417
188368562.5 | 69.282 | 194.5689 | 320.6105 | 970.2556
188993375 | 69.2052 | 193.9468 | 319.4879 | 967.1539
189618187.5 | 69.2473 | 193.2484 | 320.2218 | 962.8402
190243000 | 69.2326 | 192.5774 | 320.5459 | 959.5353
190867812.5 | 69.2204 | 191.9256 | 320.2133 | 956.5678
191492625 | 69.2203 | 191.2878 | 319.1683 | 953.752
192117437.5 | 69.1742 | 190.6328 | 318.9357 | 950.3992
192742250 | 69.2125 | 189.9681 | 319.3971 | 946.777
193367062.5 | 69.2562 | 189.2865 | 319.6485 | 942.7097
193991875 | 69.2477 | 188.5812 | 318.9378 | 937.996
194616687.5 | 69.3293 | 187.964 | 320.1906 | 934.7299
195241500 | 69.3396 | 187.4004 | 320.4925 | 932.3188
195866312.5 | 69.3152 | 186.8538 | 320.3973 | 930.2197
196491125 | 69.3342 | 186.2521 | 321.159 | 927.4411
197115937.5 | 69.2973 | 185.6071 | 320.7943 | 923.6692
197740750 | 69.288 | 185.0177 | 320.4213 | 920.5838
198365562.5 | 69.3169 | 184.4933 | 320.2424 | 918.4623
198990375 | 69.324 | 183.8784 | 320.9831 | 915.0256
199615187.5 | 69.3271 | 183.2525 | 321.7997 | 911.5387
200240000 | 69.2822 | 182.7397 | 321.0265 | 910.2794
200864812.5 | 69.2419 | 182.2231 | 320.254 | 908.9748
201489625 | 69.2544 | 181.6504 | 319.8713 | 906.6731
202114437.5 | 69.255 | 181.0757 | 319.5706 | 904.1912
202739250 | 69.2067 | 180.4897 | 319.4582 | 901.1041
203364062.5 | 69.1877 | 179.9152 | 319.3232 | 898.3164
203988875 | 69.2395 | 179.3661 | 318.9838 | 896.2987
204613687.5 | 69.2603 | 178.8119 | 318.8056 | 893.8376
205238500 | 69.2346 | 178.2506 | 318.7962 | 890.7108
205863312.5 | 69.1744 | 177.7075 | 317.5348 | 888.1866
206488125 | 69.0804 | 177.182 | 315.0542 | 886.2019
207112937.5 | 69.1005 | 176.6625 | 314.2967 | 883.6676
207737750 | 69.1944 | 176.1472 | 314.7177 | 880.757
208362562.5 | 69.1194 | 175.6103 | 313.3569 | 878.0694
208987375 | 68.975 | 175.0655 | 311.3194 | 875.5024
209612187.5 | 68.9569 | 174.5798 | 310.1691 | 873.5833
210237000 | 68.9682 | 174.1081 | 309.2186 | 871.9053
210861812.5 | 68.8684 | 173.5425 | 307.9136 | 868.9548
211486625 | 68.7579 | 172.9712 | 306.5479 | 865.9547
212111437.5 | 68.6469 | 172.5228 | 304.1286 | 864.7539
212736250 | 68.5553 | 172.0642 | 302.0242 | 863.3165
213361062.5 | 68.6039 | 171.5264 | 302.0555 | 860.364
213985875 | 68.6246 | 170.994 | 301.9079 | 857.492
214610687.5 | 68.5501 | 170.4783 | 300.9409 | 854.983
215235500 | 68.4927 | 169.9753 | 299.8271 | 852.9436
215860312.5 | 68.4711 | 169.4967 | 298.3354 | 851.8535
216485125 | 68.4351 | 168.9949 | 296.9795 | 849.5547
217109937.5 | 68.3793 | 168.4627 | 295.7809 | 845.6229
217734750 | 68.3413 | 167.959 | 294.8821 | 842.3866
218359562.5 | 68.3191 | 167.4802 | 294.2953 | 839.7178
218984375 | 68.2824 | 166.9983 | 293.12 | 837.5802
219609187.5 | 68.2371 | 166.5149 | 291.6411 | 835.7681
220234000 | 68.1454 | 166.0599 | 290.104 | 833.6783
220858812.5 | 68.0373 | 165.6154 | 288.55 | 831.5367
221483625 | 68.0755 | 165.182 | 288.9919 | 829.8216
222108437.5 | 68.141 | 164.751 | 289.7929 | 828.22
222733250 | 68.0642 | 164.2823 | 288.2969 | 826.0348
223358062.5 | 67.982 | 163.8116 | 286.7287 | 823.825
223982875 | 67.9674 | 163.329 | 286.1915 | 822.0261
224607687.5 | 67.9529 | 162.8435 | 285.6431 | 819.9671
225232500 | 67.9405 | 162.3404 | 284.7347 | 816.6227
225857312.5 | 67.9203 | 161.8512 | 283.8016 | 813.5031
226482125 | 67.8783 | 161.4009 | 282.6998 | 811.0185
227106937.5 | 67.8567 | 160.9592 | 282.0993 | 808.9742
227731750 | 67.8725 | 160.5319 | 282.3789 | 807.6414
228356562.5 | 67.8595 | 160.1064 | 282.221 | 805.8451
228981375 | 67.8126 | 159.6833 | 281.5675 | 803.488
229606187.5 | 67.8053 | 159.2406 | 281.1005 | 801.5849
230231000 | 67.8289 | 158.7824 | 280.8066 | 800.0369
230855812.5 | 67.8219 | 158.3443 | 280.5726 | 797.7616
231480625 | 67.799 | 157.9169 | 280.3631 | 795.1668
232105437.5 | 67.7655 | 157.4841 | 279.6711 | 792.5183
232730250 | 67.7287 | 157.05 | 278.8261 | 789.8888
233355062.5 | 67.7257 | 156.6164 | 278.8031 | 788.1246
233979875 | 67.7274 | 156.1835 | 278.9001 | 786.4867
234604687.5 | 67.6425 | 155.754 | 277.9659 | 784.5864
235229500 | 67.5661 | 155.3269 | 277.1088 | 782.696
235854312.5 | 67.627 | 154.9204 | 277.1694 | 781.331
236479125 | 67.6687 | 154.5016 | 277.1115 | 779.563
237103937.5 | 67.6245 | 154.0262 | 276.3474 | 775.979
237728750 | 67.5817 | 153.5738 | 275.5619 | 773.0601
238353562.5 | 67.5436 | 153.1768 | 274.6932 | 771.7406
238978375 | 67.5296 | 152.7867 | 274.1175 | 770.2159
239603187.5 | 67.5546 | 152.4076 | 274.0274 | 768.3406
240228000 | 67.5651 | 152.0123 | 274.004 | 766.3791
240852812.5 | 67.5603 | 151.5998 | 274.0625 | 764.3264
241477625 | 67.5684 | 151.2086 | 274.0702 | 762.5117
242102437.5 | 67.5855 | 150.8322 | 274.0512 | 760.8818
242727250 | 67.548 | 150.4127 | 273.7149 | 758.4954
243352062.5 | 67.4861 | 149.9748 | 273.2246 | 755.8101
243976875 | 67.4032 | 149.5664 | 271.9252 | 754.0165
244601687.5 | 67.315 | 149.1657 | 270.4203 | 752.4497
245226500 | 67.3155 | 148.7636 | 270.0504 | 749.7272
245851312.5 | 67.3255 | 148.3622 | 269.8216 | 746.8702
246476125 | 67.2843 | 148.0102 | 269.4339 | 745.949
247100937.5 | 67.2509 | 147.6526 | 269.1058 | 744.8854
247725750 | 67.2846 | 147.2481 | 269.1102 | 742.6023
248350562.5 | 67.2946 | 146.8526 | 268.8825 | 740.5383
248975375 | 67.216 | 146.4898 | 267.6883 | 739.2599
249600187.5 | 67.1454 | 146.1187 | 266.3703 | 737.6759
250225000 | 67.0928 | 145.729 | 264.7935 | 735.3905
250849812.5 | 67.0627 | 145.3618 | 263.9706 | 733.4916
251474625 | 67.064 | 145.0262 | 264.2162 | 732.1214
252099437.5 | 67.0512 | 144.6735 | 263.8761 | 730.2809
252724250 | 67.0255 | 144.3051 | 262.9981 | 728.026
253349062.5 | 67.0188 | 143.9309 | 262.5426 | 726.0001
253973875 | 67.0234 | 143.5531 | 262.334 | 724.1356
254598687.5 | 66.9656 | 143.1853 | 261.4291 | 721.952
255223500 | 66.8839 | 142.8219 | 260.2559 | 719.6608
255848312.5 | 66.854 | 142.467 | 259.6086 | 718.246
256473125 | 66.8349 | 142.114 | 259.0846 | 716.9981
257097937.5 | 66.7754 | 141.75 | 258.1476 | 714.7527
257722750 | 66.7122 | 141.3867 | 257.2023 | 712.4562
258347562.5 | 66.6462 | 141.0488 | 256.2089 | 711.0791
258972375 | 66.5905 | 140.708 | 255.3307 | 709.6578
259597187.5 | 66.6012 | 140.3481 | 255.0435 | 707.9097
260222000 | 66.6029 | 139.9895 | 254.6883 | 706.1635
260846812.5 | 66.5771 | 139.6346 | 254.1213 | 704.3602
261471625 | 66.5781 | 139.2937 | 253.7847 | 702.8121
262096437.5 | 66.6306 | 138.9794 | 253.8999 | 701.7451
262721250 | 66.6155 | 138.6322 | 253.4438 | 699.8627
263346062.5 | 66.5162 | 138.2446 | 252.2828 | 696.9895
263970875 | 66.4711 | 137.9226 | 251.7809 | 695.2993
264595687.5 | 66.4706 | 137.6543 | 251.8108 | 694.5931
265220500 | 66.4731 | 137.3571 | 251.9334 | 693.0849
265845312.5 | 66.4771 | 137.0446 | 252.0939 | 691.1552
266470125 | 66.4295 | 136.7135 | 251.305 | 689.3409
267094937.5 | 66.3649 | 136.3765 | 250.2147 | 687.5586
267719750 | 66.3837 | 136.0424 | 250.521 | 686.3575
268344562.5 | 66.4159 | 135.7087 | 251.0795 | 685.2371
268969375 | 66.3735 | 135.3593 | 250.3129 | 682.9513
269594187.5 | 66.3281 | 135.0135 | 249.5393 | 680.7395
270219000 | 66.2899 | 134.7241 | 249.2783 | 680.1656
270843812.5 | 66.2592 | 134.4253 | 249.062 | 679.2441
271468625 | 66.2677 | 134.0789 | 249.0559 | 676.541
272093437.5 | 66.266 | 133.7506 | 248.7824 | 674.202
272718250 | 66.2379 | 133.4711 | 247.8171 | 672.8028
273343062.5 | 66.2155 | 133.1673 | 247.1666 | 671.3085
273967875 | 66.2024 | 132.8224 | 247.0393 | 669.6619
274592687.5 | 66.1923 | 132.4847 | 246.9919 | 667.9345
275217500 | 66.2018 | 132.1868 | 247.3033 | 665.7813
275842312.5 | 66.2108 | 131.8891 | 247.6077 | 663.6483
276467125 | 66.2071 | 131.5953 | 247.7025 | 662.0513
277091937.5 | 66.1919 | 131.3048 | 247.6075 | 660.934
277716750 | 66.1762 | 131.0143 | 247.5065 | 659.8281
278341562.5 | 66.1706 | 130.7209 | 247.2621 | 658.6882
278966375 | 66.1658 | 130.4273 | 247.0177 | 657.529
279591187.5 | 66.1502 | 130.1221 | 246.7522 | 656.0713
280216000 | 66.1067 | 129.7871 | 246.4007 | 653.8822
280840812.5 | 66.0628 | 129.4526 | 246.0575 | 651.7133
281465625 | 66.0391 | 129.1493 | 245.5752 | 649.9864
282090437.5 | 66.0259 | 128.8625 | 245.0158 | 648.4954
282715250 | 66.0141 | 128.5759 | 244.4843 | 647.0176
283340062.5 | 66.0536 | 128.2905 | 244.9082 | 645.6571
283964875 | 66.0925 | 128.0049 | 245.3382 | 644.2856
284589687.5 | 66.1012 | 127.717 | 245.4615 | 642.6745
285214500 | 66.0661 | 127.4257 | 245.1373 | 640.7327
285839312.5 | 66.0305 | 127.1349 | 244.828 | 638.8029
286464125 | 66.0125 | 126.8506 | 244.5396 | 637.5932
287088937.5 | 65.9993 | 126.5682 | 244.2522 | 636.5961
287713750 | 65.9866 | 126.2849 | 243.9933 | 635.4992
288338562.5 | 65.9784 | 125.996 | 243.8997 | 633.7962
288963375 | 65.9697 | 125.7075 | 243.8048 | 632.0931
289588187.5 | 65.9301 | 125.4301 | 243.3806 | 630.4734
290213000 | 65.8637 | 125.1626 | 242.6801 | 628.925
290837812.5 | 65.7971 | 124.8955 | 241.9958 | 627.374
291462625 | 65.797 | 124.586 | 241.6847 | 625.8876
292087437.5 | 65.8032 | 124.2723 | 241.4143 | 624.4166
292712250 | 65.7974 | 123.9724 | 241.1369 | 622.8538
293337062.5 | 65.7619 | 123.707 | 240.8324 | 621.0447
293961875 | 65.726 | 123.4419 | 240.5248 | 619.2431
294586687.5 | 65.6997 | 123.1765 | 239.9342 | 617.7999
295211500 | 65.6782 | 122.9111 | 239.2132 | 616.5314
295836312.5 | 65.6574 | 122.6459 | 238.5299 | 615.2597
296461125 | 65.6577 | 122.3802 | 238.4113 | 614.1363
297085937.5 | 65.6577 | 122.1146 | 238.2972 | 613.0219
297710750 | 65.6365 | 121.851 | 237.9585 | 611.5121
298335562.5 | 65.5855 | 121.5908 | 237.2925 | 609.4407
298960375 | 65.5343 | 121.331 | 236.6252 | 607.3884
299585187.5 | 65.4845 | 121.0916 | 235.9077 | 606.5097
300210000 | 65.4349 | 120.8576 | 235.1827 | 605.9349
300834812.5 | 65.3913 | 120.6135 | 234.5098 | 605.1166
301459625 | 65.3784 | 120.3183 | 234.0789 | 603.105
302084437.5 | 65.3651 | 120.0236 | 233.6583 | 601.1021
302709250 | 65.3222 | 119.7586 | 232.9433 | 599.6202
303334062.5 | 65.2541 | 119.5189 | 231.9722 | 598.5816
303958875 | 65.1859 | 119.2793 | 231.0035 | 597.5478
304583687.5 | 65.1822 | 119.0196 | 230.9075 | 596.2696
305208500 | 65.1841 | 118.7582 | 230.8932 | 594.9656
305833312.5 | 65.1812 | 118.5081 | 230.7797 | 593.7531
306458125 | 65.1667 | 118.2851 | 230.4296 | 592.7676
307082937.5 | 65.152 | 118.0622 | 230.0902 | 591.7786
307707750 | 65.1262 | 117.821 | 229.6825 | 590.4855
308332562.5 | 65.0947 | 117.5708 | 229.2382 | 589.0497
308957375 | 65.0631 | 117.32 | 228.7926 | 587.6172
309582187.5 | 65.0349 | 117.055 | 228.2888 | 586.0474
310207000 | 65.0065 | 116.7903 | 227.7848 | 584.4846
310831812.5 | 64.9732 | 116.5462 | 227.2417 | 583.0937
311456625 | 64.933 | 116.3302 | 226.6519 | 581.9308
312081437.5 | 64.8927 | 116.1145 | 226.073 | 580.7634
312706250 | 64.8773 | 115.8821 | 225.6476 | 579.7981
313331062.5 | 64.8683 | 115.6455 | 225.2659 | 578.8862
313955875 | 64.8585 | 115.4101 | 224.9583 | 577.9582
314580687.5 | 64.846 | 115.1812 | 224.9829 | 576.9519
315205500 | 64.8331 | 114.9523 | 225.0036 | 575.949
315830312.5 | 64.8061 | 114.7159 | 224.5861 | 574.8187
316455125 | 64.7674 | 114.473 | 223.8125 | 573.5754
317079937.5 | 64.7285 | 114.2302 | 223.0463 | 572.3254
317704750 | 64.7113 | 114.0288 | 222.8321 | 571.498
318329562.5 | 64.6957 | 113.831 | 222.671 | 570.7064
318954375 | 64.6843 | 113.6229 | 222.639 | 569.7489
319579187.5 | 64.6834 | 113.3908 | 222.8939 | 568.4074
320204000 | 64.6821 | 113.1589 | 223.1446 | 567.075
320828812.5 | 64.664 | 112.9477 | 222.7804 | 566.0633
321453625 | 64.6377 | 112.7465 | 222.1213 | 565.2015
322078437.5 | 64.6105 | 112.5438 | 221.4695 | 564.3227
322703250 | 64.5681 | 112.3128 | 220.9214 | 563.1719
323328062.5 | 64.5255 | 112.0819 | 220.3812 | 562.0174
323952875 | 64.4945 | 111.8594 | 219.8485 | 560.7831
324577687.5 | 64.4794 | 111.6481 | 219.3188 | 559.4495
325202500 | 64.4639 | 111.437 | 218.7913 | 558.122
325827312.5 | 64.4396 | 111.2127 | 218.531 | 557.1437
326452125 | 64.4129 | 110.9852 | 218.3345 | 556.2491
327076937.5 | 64.3882 | 110.7581 | 218.12 | 555.2758
327701750 | 64.3734 | 110.5324 | 217.8348 | 553.9461
328326562.5 | 64.3582 | 110.3068 | 217.5539 | 552.6156
328951375 | 64.3412 | 110.0854 | 217.163 | 551.4124
329576187.5 | 64.3227 | 109.8672 | 216.6847 | 550.3154
330201000 | 64.3041 | 109.6492 | 216.2119 | 549.2221
330825812.5 | 64.2886 | 109.4596 | 216.1823 | 548.2341
331450625 | 64.2733 | 109.2723 | 216.1836 | 547.2615
332075437.5 | 64.2503 | 109.0772 | 216.077 | 546.2188
332700250 | 64.2104 | 108.8643 | 215.7311 | 544.9993
333325062.5 | 64.1702 | 108.6515 | 215.3877 | 543.7774
333949875 | 64.1414 | 108.4504 | 214.9864 | 542.8779
334574687.5 | 64.1179 | 108.2549 | 214.5619 | 542.1271
335199500 | 64.0946 | 108.0576 | 214.1538 | 541.3461
335824312.5 | 64.0799 | 107.8306 | 213.9268 | 540.1246
336449125 | 64.0648 | 107.6038 | 213.6989 | 538.9085
337073937.5 | 64.0353 | 107.3909 | 213.3657 | 537.6742
337698750 | 63.9871 | 107.1962 | 212.8959 | 536.4119
338323562.5 | 63.9387 | 107.0018 | 212.4267 | 535.1513
338948375 | 63.9191 | 106.7825 | 212.1081 | 533.8842
339573187.5 | 63.9061 | 106.5574 | 211.8292 | 532.6153
340198000 | 63.8974 | 106.3383 | 211.6123 | 531.3707
340822812.5 | 63.908 | 106.1452 | 211.6533 | 530.2369
341447625 | 63.9183 | 105.9522 | 211.695 | 529.1083
342072437.5 | 63.8812 | 105.7694 | 211.2317 | 528.0658
342697250 | 63.8073 | 105.5945 | 210.3728 | 527.0907
343322062.5 | 63.7334 | 105.4198 | 209.5162 | 526.1187
343946875 | 63.7181 | 105.2074 | 209.2307 | 525.0863
344571687.5 | 63.7065 | 104.9925 | 208.9868 | 524.0449
345196500 | 63.6851 | 104.7855 | 208.6465 | 522.9112
345821312.5 | 63.6425 | 104.5959 | 208.0916 | 521.5862
346446125 | 63.5998 | 104.4065 | 207.5419 | 520.2657
347070937.5 | 63.5692 | 104.1967 | 207.2018 | 519.1566
347695750 | 63.5441 | 103.9777 | 206.954 | 518.1439
348320562.5 | 63.5196 | 103.7604 | 206.7035 | 517.1104
348945375 | 63.5082 | 103.5665 | 206.4355 | 515.7437
349570187.5 | 63.4965 | 103.3727 | 206.1677 | 514.3796
350195000 | 63.4687 | 103.1784 | 205.7937 | 513.1551
350819812.5 | 63.4207 | 102.9833 | 205.288 | 512.106
351444625 | 63.3725 | 102.7885 | 204.7879 | 511.0565
352069437.5 | 63.337 | 102.6207 | 204.277 | 510.0803
352694250 | 63.3043 | 102.4589 | 203.7652 | 509.1266
353319062.5 | 63.2759 | 102.2865 | 203.3122 | 508.1217
353943875 | 63.2657 | 102.0688 | 203.0986 | 506.8758
354568687.5 | 63.2552 | 101.8512 | 202.8836 | 505.6304
355193500 | 63.2213 | 101.6668 | 202.4881 | 504.5471
355818312.5 | 63.1695 | 101.5081 | 201.9592 | 503.5857
356443125 | 63.1177 | 101.3494 | 201.4352 | 502.6224
357067937.5 | 63.0535 | 101.1598 | 200.6847 | 501.6153
357692750 | 62.9885 | 100.9684 | 199.9247 | 500.6069
358317562.5 | 62.9519 | 100.7811 | 199.4626 | 499.6111
358942375 | 62.9762 | 100.6026 | 199.6265 | 498.6427
359567187.5 | 63.0001 | 100.4243 | 199.7866 | 497.6779
360192000 | 62.9741 | 100.2446 | 199.3764 | 496.657
360816812.5 | 62.9262 | 100.0646 | 198.7205 | 495.6092
361441625 | 62.8793 | 99.8845 | 198.0785 | 494.5805
362066437.5 | 62.8452 | 99.6998 | 197.561 | 493.8232
362691250 | 62.811 | 99.5151 | 197.0486 | 493.0668
363316062.5 | 62.7958 | 99.3449 | 196.749 | 492.0517
363940875 | 62.8042 | 99.1926 | 196.7064 | 490.7195
364565687.5 | 62.8122 | 99.0404 | 196.6608 | 489.3936
365190500 | 62.7705 | 98.8672 | 196.277 | 488.5218
365815312.5 | 62.7179 | 98.6896 | 195.8216 | 487.7454
366440125 | 62.6741 | 98.5146 | 195.4066 | 487.0077
367064937.5 | 62.6665 | 98.3498 | 195.1518 | 486.4343
367689750 | 62.6587 | 98.185 | 194.8989 | 485.858
368314562.5 | 62.6208 | 98.0057 | 194.5779 | 484.9113
368939375 | 62.5604 | 97.8158 | 194.2054 | 483.6971
369564187.5 | 62.4998 | 97.6263 | 193.8333 | 482.4903
370189000 | 62.4724 | 97.4557 | 193.3753 | 481.4841
370813812.5 | 62.4465 | 97.2863 | 192.9136 | 480.488
371438625 | 62.4331 | 97.1148 | 192.6806 | 479.5213
372063437.5 | 62.4452 | 96.9388 | 192.9205 | 478.6129
372688250 | 62.4569 | 96.7629 | 193.1614 | 477.6998
373313062.5 | 62.4248 | 96.5952 | 192.8205 | 476.5951
373937875 | 62.3741 | 96.4312 | 192.2347 | 475.4145
374562687.5 | 62.3271 | 96.2688 | 191.6898 | 474.2946
375187500 | 62.3279 | 96.1218 | 191.5938 | 473.8398
375812312.5 | 62.3285 | 95.9748 | 191.4964 | 473.3858
376437125 | 62.3171 | 95.8275 | 191.3306 | 472.7728
377061937.5 | 62.2915 | 95.6799 | 191.0838 | 471.9662
377686750 | 62.2655 | 95.5324 | 190.8376 | 471.1581
378311562.5 | 62.2248 | 95.3644 | 190.4464 | 470.0057
378936375 | 62.181 | 95.1925 | 190.0274 | 468.7864
379561187.5 | 62.1371 | 95.0208 | 189.6104 | 467.5713
380186000 | 62.1021 | 94.8563 | 189.2578 | 466.7283
380810812.5 | 62.0699 | 94.6941 | 188.9255 | 466.004
381435625 | 62.0375 | 94.532 | 188.5931 | 465.2791
382060437.5 | 62.0072 | 94.3687 | 188.2667 | 464.5499
382685250 | 61.9919 | 94.1966 | 187.9847 | 463.7942
383310062.5 | 61.9763 | 94.0245 | 187.7056 | 463.0354
383934875 | 61.9605 | 93.8524 | 187.4292 | 462.2735
384559687.5 | 61.9381 | 93.6975 | 187.1555 | 461.4083
385184500 | 61.909 | 93.5603 | 186.8822 | 460.444
385809312.5 | 61.8797 | 93.4232 | 186.6091 | 459.4845
386434125 | 61.8502 | 93.2862 | 186.3361 | 458.5299
387058937.5 | 61.8046 | 93.1435 | 185.8479 | 457.6461
387683750 | 61.7564 | 93 | 185.3273 | 456.7723
388308562.5 | 61.7081 | 92.8566 | 184.8078 | 455.8978
388933375 | 61.6688 | 92.7098 | 184.3924 | 455.0436
389558187.5 | 61.6587 | 92.5519 | 184.3116 | 454.2572
390183000 | 61.6483 | 92.3941 | 184.2308 | 453.4709
390807812.5 | 61.6377 | 92.2362 | 184.15 | 452.6846
391432625 | 61.6217 | 92.0856 | 183.9783 | 451.8488
392057437.5 | 61.6022 | 91.9397 | 183.7472 | 450.9813
392682250 | 61.5825 | 91.7939 | 183.5158 | 450.1147
393307062.5 | 61.5627 | 91.6483 | 183.284 | 449.249
393931875 | 61.5246 | 91.4957 | 182.7988 | 448.4032
394556687.5 | 61.4858 | 91.3431 | 182.3111 | 447.5567
395181500 | 61.4469 | 91.1905 | 181.8272 | 446.709
395806312.5 | 61.4154 | 91.037 | 181.4426 | 445.8679
396431125 | 61.3984 | 90.8816 | 181.2393 | 445.0426
397055937.5 | 61.3811 | 90.7263 | 181.0355 | 444.2196
397680750 | 61.3637 | 90.571 | 180.8314 | 443.3989
398305562.5 | 61.34 | 90.4384 | 180.6264 | 442.4803
398930375 | 61.3137 | 90.315 | 180.4209 | 441.523
399555187.5 | 61.2872 | 90.1917 | 180.2153 | 440.5667
400180000 | 61.2597 | 90.0651 | 179.9864 | 439.6225
400804812.5 | 61.2227 | 89.9022 | 179.5142 | 438.7989
401429625 | 61.1856 | 89.7393 | 179.0431 | 437.9759
402054437.5 | 61.1483 | 89.5766 | 178.573 | 437.1532
402679250 | 61.1162 | 89.4294 | 178.222 | 436.3765
403304062.5 | 61.0904 | 89.3007 | 178.0121 | 435.6531
403928875 | 61.0644 | 89.1721 | 177.8025 | 434.9284
404553687.5 | 61.0383 | 89.0436 | 177.5931 | 434.2023
405178500 | 61.0104 | 88.8965 | 177.1973 | 433.3562
405803312.5 | 60.9821 | 88.7457 | 176.7652 | 432.4853
406428125 | 60.9536 | 88.5949 | 176.3362 | 431.6147
407052937.5 | 60.9256 | 88.4516 | 175.9113 | 430.7819
407677750 | 60.8995 | 88.3389 | 175.4918 | 430.1039
408302562.5 | 60.8733 | 88.2263 | 175.0725 | 429.4275
408927375 | 60.847 | 88.1137 | 174.6533 | 428.7529
409552187.5 | 60.8172 | 87.9918 | 174.3132 | 428.0702
410177000 | 60.7846 | 87.8627 | 174.0341 | 427.3794
410801812.5 | 60.7518 | 87.7337 | 173.7557 | 426.6873
411426625 | 60.7189 | 87.6047 | 173.478 | 425.994
412051437.5 | 60.6869 | 87.4345 | 172.873 | 424.945
412676250 | 60.6548 | 87.2616 | 172.2534 | 423.8743
413301062.5 | 60.6226 | 87.089 | 171.6415 | 422.8062
413925875 | 60.5886 | 86.9426 | 171.1846 | 421.9571
414550687.5 | 60.5511 | 86.8554 | 171.0683 | 421.5943
415175500 | 60.5134 | 86.7682 | 170.9595 | 421.2255
415800312.5 | 60.4756 | 86.6811 | 170.8578 | 420.8507
416425125 | 60.4645 | 86.5599 | 170.8184 | 420.2848
417049937.5 | 60.4659 | 86.4225 | 170.807 | 419.6295
417674750 | 60.4671 | 86.2852 | 170.7961 | 418.974
418299562.5 | 60.4669 | 86.1485 | 170.7738 | 418.3167
418924375 | 60.4442 | 86.0251 | 170.5081 | 417.6251
419549187.5 | 60.4213 | 85.9017 | 170.2417 | 416.9339
420174000 | 60.3982 | 85.7783 | 169.9745 | 416.2433
420798812.5 | 60.3647 | 85.6629 | 169.6457 | 415.5527
421423625 | 60.3168 | 85.5587 | 169.2318 | 414.8614
422048437.5 | 60.2687 | 85.4546 | 168.8187 | 414.1695
422673250 | 60.2206 | 85.3506 | 168.4062 | 413.4772
423298062.5 | 60.2057 | 85.2287 | 168.3234 | 412.8589
423922875 | 60.1998 | 85.102 | 168.3289 | 412.2606
424547687.5 | 60.1937 | 84.9754 | 168.3332 | 411.6623
425172500 | 60.1839 | 84.8506 | 168.2873 | 411.0722
425797312.5 | 60.1559 | 84.7356 | 167.977 | 410.5252
426422125 | 60.1276 | 84.6207 | 167.6677 | 409.9757
427046937.5 | 60.0992 | 84.5058 | 167.3594 | 409.4237
427671750 | 60.0666 | 84.3759 | 167.0534 | 408.8364
428296562.5 | 60.0301 | 84.2325 | 166.7497 | 408.2193
428921375 | 59.9935 | 84.0893 | 166.4474 | 407.6028
429546187.5 | 59.9568 | 83.9462 | 166.1465 | 406.9867
430171000 | 59.9486 | 83.8517 | 165.8868 | 406.365
430795812.5 | 59.9436 | 83.7627 | 165.6315 | 405.7427
431420625 | 59.9385 | 83.6738 | 165.3756 | 405.1204
432045437.5 | 59.9315 | 83.5787 | 165.1615 | 404.4805
432670250 | 59.92 | 83.4666 | 165.063 | 403.792
433295062.5 | 59.9082 | 83.3546 | 164.9642 | 403.1031
433919875 | 59.8964 | 83.2426 | 164.8653 | 402.414
434544687.5 | 59.8674 | 83.1314 | 164.6476 | 401.8013
435169500 | 59.8287 | 83.0205 | 164.3619 | 401.2321
435794312.5 | 59.7898 | 82.9097 | 164.0757 | 400.6624
436419125 | 59.7509 | 82.7989 | 163.7891 | 400.0922
437043937.5 | 59.726 | 82.6756 | 163.5339 | 399.5237
437668750 | 59.7009 | 82.5524 | 163.2797 | 398.9533
438293562.5 | 59.6757 | 82.4293 | 163.0264 | 398.381
438918375 | 59.6555 | 82.3104 | 162.7973 | 397.7687
439543187.5 | 59.6441 | 82.1983 | 162.6073 | 397.0939
440168000 | 59.6324 | 82.0863 | 162.4179 | 396.4206
440792812.5 | 59.6206 | 81.9743 | 162.229 | 395.7489
441417625 | 59.5983 | 81.8748 | 162.0101 | 394.953
442042437.5 | 59.5723 | 81.7795 | 161.7807 | 394.1144
442667250 | 59.5461 | 81.6842 | 161.551 | 393.2756
443292062.5 | 59.5176 | 81.5866 | 161.3049 | 392.4809
443916875 | 59.4722 | 81.4717 | 160.9371 | 392.0202
444541687.5 | 59.4267 | 81.3568 | 160.5694 | 391.5587
445166500 | 59.381 | 81.242 | 160.2019 | 391.0966
445791312.5 | 59.3472 | 81.1258 | 159.8894 | 390.5447
446416125 | 59.3259 | 81.0081 | 159.6345 | 389.8991
447040937.5 | 59.3044 | 80.8905 | 159.3795 | 389.2536
447665750 | 59.2828 | 80.773 | 159.1242 | 388.6083
448290562.5 | 59.259 | 80.6688 | 158.9376 | 388.0151
448915375 | 59.2348 | 80.5668 | 158.763 | 387.4293
449540187.5 | 59.2104 | 80.465 | 158.589 | 386.8423
450165000 | 59.1873 | 80.3588 | 158.3645 | 386.2208
450789812.5 | 59.169 | 80.2381 | 157.9682 | 385.4876
451414625 | 59.1505 | 80.1175 | 157.5735 | 384.7565
452039437.5 | 59.132 | 79.9969 | 157.1805 | 384.0275
452664250 | 59.1145 | 79.8878 | 156.9513 | 383.3856
453289062.5 | 59.0978 | 79.7864 | 156.8312 | 382.8006
453913875 | 59.0808 | 79.685 | 156.7104 | 382.2148
454538687.5 | 59.0637 | 79.5836 | 156.589 | 381.6281
455163500 | 59.0312 | 79.4885 | 156.2781 | 381.0465
455788312.5 | 58.998 | 79.3936 | 155.9612 | 380.4648
456413125 | 58.9648 | 79.2988 | 155.645 | 379.883
457037937.5 | 58.9321 | 79.1982 | 155.335 | 379.3055
457662750 | 58.9003 | 79.0863 | 155.0363 | 378.7363
458287562.5 | 58.8684 | 78.9744 | 154.7377 | 378.1662
458912375 | 58.8363 | 78.8626 | 154.4392 | 377.5953
459537187.5 | 58.8224 | 78.7636 | 154.3357 | 377.034
460162000 | 58.8158 | 78.6698 | 154.3133 | 376.4764
460786812.5 | 58.8091 | 78.5761 | 154.2914 | 375.918
461411625 | 58.8015 | 78.4821 | 154.2492 | 375.3595
462036437.5 | 58.7847 | 78.3853 | 153.9602 | 374.8083
462661250 | 58.7677 | 78.2884 | 153.6713 | 374.2578
463286062.5 | 58.7505 | 78.1915 | 153.3826 | 373.7081
463910875 | 58.7255 | 78.0949 | 153.0915 | 373.2088
464535687.5 | 58.6909 | 77.9986 | 152.7973 | 372.7701
465160500 | 58.6562 | 77.9023 | 152.503 | 372.3299
465785312.5 | 58.6214 | 77.806 | 152.2087 | 371.8883
466410125 | 58.5982 | 77.7106 | 152.0694 | 371.3471
467034937.5 | 58.5775 | 77.6155 | 151.9643 | 370.7841
467659750 | 58.5567 | 77.5204 | 151.8585 | 370.2216
468284562.5 | 58.5344 | 77.4233 | 151.7345 | 369.6588
468909375 | 58.5064 | 77.3178 | 151.5327 | 369.0931
469534187.5 | 58.4783 | 77.2123 | 151.3307 | 368.5266
470159000 | 58.45 | 77.1068 | 151.1286 | 367.9592
470783812.5 | 58.4209 | 77.0121 | 150.8339 | 367.481
471408625 | 58.3911 | 76.9257 | 150.4664 | 367.0729
472033437.5 | 58.3612 | 76.8395 | 150.0998 | 366.6639
472658250 | 58.3312 | 76.7532 | 149.7339 | 366.2537
473283062.5 | 58.3219 | 76.6599 | 149.624 | 365.7551
473907875 | 58.3141 | 76.5661 | 149.5335 | 365.2508
474532687.5 | 58.3061 | 76.4723 | 149.4424 | 364.7475
475157500 | 58.2974 | 76.3764 | 149.3743 | 364.223
475782312.5 | 58.2868 | 76.2754 | 149.3605 | 363.6461
476407125 | 58.2761 | 76.1744 | 149.3455 | 363.0687
477031937.5 | 58.2652 | 76.0735 | 149.3294 | 362.4908
477656750 | 58.2376 | 75.9883 | 149.0991 | 362.0009
478281562.5 | 58.2017 | 75.9109 | 148.7625 | 361.5547
478906375 | 58.1657 | 75.8335 | 148.4259 | 361.1081
479531187.5 | 58.1304 | 75.7551 | 148.0975 | 360.6596
480156000 | 58.1134 | 75.6504 | 147.9789 | 360.1724
480780812.5 | 58.0963 | 75.5457 | 147.8602 | 359.6837
481405625 | 58.079 | 75.4411 | 147.7414 | 359.1936
482030437.5 | 58.0673 | 75.345 | 147.6516 | 358.7125
482655250 | 58.0638 | 75.2612 | 147.6041 | 358.2458
483280062.5 | 58.0602 | 75.1774 | 147.5565 | 357.7788
483904875 | 58.0565 | 75.0936 | 147.5088 | 357.3115
484529687.5 | 58.0252 | 75.0059 | 147.1595 | 356.7867
485154500 | 57.9861 | 74.9171 | 146.7246 | 356.2462
485779312.5 | 57.9469 | 74.8283 | 146.2905 | 355.7062
486404125 | 57.9122 | 74.74 | 145.9195 | 355.1728
487028937.5 | 57.9029 | 74.6534 | 145.908 | 354.6737
487653750 | 57.8935 | 74.5669 | 145.8958 | 354.1739
488278562.5 | 57.8839 | 74.4804 | 145.8827 | 353.6734
488903375 | 57.8609 | 74.3983 | 145.7154 | 353.2283
489528187.5 | 57.8255 | 74.3202 | 145.4049 | 352.835
490153000 | 57.7901 | 74.2421 | 145.0945 | 352.4414
490777812.5 | 57.7547 | 74.1641 | 144.7841 | 352.0475
491402625 | 57.7331 | 74.0782 | 144.5452 | 351.536
492027437.5 | 57.7131 | 73.9913 | 144.3157 | 351.0089
492652250 | 57.6931 | 73.9044 | 144.0864 | 350.4807
493277062.5 | 57.6761 | 73.8069 | 143.9159 | 349.8942
493901875 | 57.6679 | 73.6786 | 143.9128 | 349.1429
494526687.5 | 57.6595 | 73.5505 | 143.9088 | 348.3929
495151500 | 57.6508 | 73.4225 | 143.9039 | 347.6439
495776312.5 | 57.6319 | 73.3401 | 143.6679 | 347.1975
496401125 | 57.607 | 73.2845 | 143.2958 | 346.9292
497025937.5 | 57.582 | 73.229 | 142.924 | 346.6602
497650750 | 57.557 | 73.1735 | 142.5525 | 346.3905
498275562.5 | 57.5155 | 73.0818 | 142.2341 | 345.8172
498900375 | 57.4739 | 72.9902 | 141.916 | 345.2432
499525187.5 | 57.4322 | 72.8986 | 141.5981 | 344.6693
500150000 | 57.4035 | 72.806 | 141.4001 | 344.1291
500774812.5 | 57.3972 | 72.7115 | 141.407 | 343.6469
501399625 | 57.3908 | 72.6171 | 141.4132 | 343.1646
502024437.5 | 57.3842 | 72.5228 | 141.4185 | 342.6821
502649250 | 57.3621 | 72.4427 | 141.2279 | 342.1778
503274062.5 | 57.3345 | 72.3678 | 140.9686 | 341.6655
503898875 | 57.3067 | 72.2929 | 140.7098 | 341.153
504523687.5 | 57.2792 | 72.2164 | 140.4446 | 340.6377
505148500 | 57.2533 | 72.1254 | 140.1235 | 340.1022
505773312.5 | 57.2273 | 72.0345 | 139.8036 | 339.5671
506398125 | 57.2013 | 71.9437 | 139.4848 | 339.0325
507022937.5 | 57.1829 | 71.8506 | 139.2864 | 338.4823
507647750 | 57.1726 | 71.7551 | 139.218 | 337.9149
508272562.5 | 57.1622 | 71.6597 | 139.1486 | 337.3478
508897375 | 57.1516 | 71.5644 | 139.0783 | 336.781
509522187.5 | 57.1174 | 71.488 | 138.8323 | 336.3268
510147000 | 57.079 | 71.415 | 138.5551 | 335.8922
510771812.5 | 57.0405 | 71.3421 | 138.278 | 335.4572
511396625 | 57.0031 | 71.2684 | 137.9984 | 335.0331
512021437.5 | 56.9702 | 71.1921 | 137.7092 | 334.6493
512646250 | 56.9379 | 71.1165 | 137.4197 | 334.2663
513271062.5 | 56.9062 | 71.0415 | 137.13 | 333.884
513895875 | 56.8855 | 70.9656 | 136.9223 | 333.4887
514520687.5 | 56.8723 | 70.889 | 136.7728 | 333.0857
515145500 | 56.8593 | 70.8128 | 136.6242 | 332.685
515770312.5 | 56.8465 | 70.7369 | 136.4765 | 332.2866
516395125 | 56.8254 | 70.6321 | 136.4014 | 331.7322
517019937.5 | 56.8038 | 70.5262 | 136.3289 | 331.1717
517644750 | 56.782 | 70.4203 | 136.2559 | 330.6119
518269562.5 | 56.7583 | 70.3308 | 136.1121 | 330.1156
518894375 | 56.7313 | 70.2745 | 135.8245 | 329.7477
519519187.5 | 56.7043 | 70.2181 | 135.5368 | 329.3792
520144000 | 56.6772 | 70.1618 | 135.2491 | 329.0102
520768812.5 | 56.6574 | 70.0774 | 135.1034 | 328.5151
521393625 | 56.6408 | 69.9808 | 135.0183 | 327.9656
522018437.5 | 56.624 | 69.8843 | 134.9326 | 327.4162
522643250 | 56.607 | 69.7895 | 134.8464 | 326.8758
523268062.5 | 56.5903 | 69.7156 | 134.7623 | 326.458
523892875 | 56.5735 | 69.6419 | 134.6776 | 326.0393
524517687.5 | 56.5565 | 69.5681 | 134.5924 | 325.6197
525142500 | 56.5395 | 69.4945 | 134.5065 | 325.1993
525767312.5 | 56.5059 | 69.4169 | 134.2965 | 324.7613
526392125 | 56.4686 | 69.3384 | 134.0593 | 324.3195
527016937.5 | 56.4312 | 69.26 | 133.8226 | 323.8776
527641750 | 56.3937 | 69.1817 | 133.5864 | 323.4356
528266562.5 | 56.3562 | 69.1035 | 133.3507 | 322.9936
528891375 | 56.3392 | 69.0275 | 133.1584 | 322.5476
529516187.5 | 56.3273 | 68.952 | 132.9769 | 322.1007
530141000 | 56.3154 | 68.8766 | 132.7951 | 321.6538
530765812.5 | 56.3033 | 68.8012 | 132.6129 | 321.207
531390625 | 56.2912 | 68.7259 | 132.4304 | 320.7601
532015437.5 | 56.2678 | 68.6527 | 132.2861 | 320.3151
532640250 | 56.241 | 68.5801 | 132.1524 | 319.8704
533265062.5 | 56.2142 | 68.5076 | 132.0182 | 319.4257
533889875 | 56.1873 | 68.4352 | 131.8835 | 318.981
534514687.5 | 56.1603 | 68.3628 | 131.7482 | 318.5362
535139500 | 56.139 | 68.2874 | 131.6319 | 318.1044
535764312.5 | 56.1196 | 68.211 | 131.5219 | 317.6763
536389125 | 56.1002 | 68.1347 | 131.412 | 317.2476
537013937.5 | 56.0806 | 68.0585 | 131.302 | 316.8182
537638750 | 56.0609 | 67.9823 | 131.192 | 316.3883
538263562.5 | 56.038 | 67.9029 | 131.0129 | 315.8977
538888375 | 56.0139 | 67.8224 | 130.8086 | 315.3856
539513187.5 | 55.9896 | 67.742 | 130.6044 | 314.8743
540138000 | 55.9653 | 67.6616 | 130.4004 | 314.3637
540762812.5 | 55.9409 | 67.5813 | 130.1965 | 313.8539
541387625 | 55.9163 | 67.5121 | 130.0054 | 313.4078
542012437.5 | 55.8916 | 67.4476 | 129.8191 | 312.9873
542637250 | 55.8668 | 67.383 | 129.6327 | 312.5668
543262062.5 | 55.842 | 67.3186 | 129.446 | 312.1462
543886875 | 55.8171 | 67.2542 | 129.2591 | 311.7255
544511687.5 | 55.7849 | 67.1855 | 129.0346 | 311.324
545136500 | 55.7495 | 67.1148 | 128.7936 | 310.9307
545761312.5 | 55.7141 | 67.0442 | 128.5526 | 310.5369
546386125 | 55.6787 | 66.9736 | 128.3119 | 310.1425
547010937.5 | 55.6431 | 66.9032 | 128.0713 | 309.7477
547635750 | 55.6189 | 66.8295 | 127.8526 | 309.3073
548260562.5 | 55.6001 | 66.7542 | 127.6453 | 308.845
548885375 | 55.5813 | 66.6791 | 127.4384 | 308.3831
549510187.5 | 55.5624 | 66.604 | 127.2322 | 307.9216
550135000 | 55.5435 | 66.529 | 127.0265 | 307.4605
550759812.5 | 55.5211 | 66.4569 | 126.8278 | 307.0047
551384625 | 55.4968 | 66.3865 | 126.6328 | 306.5516
552009437.5 | 55.4724 | 66.3161 | 126.4376 | 306.0987
552634250 | 55.448 | 66.2458 | 126.2424 | 305.6459
553259062.5 | 55.4235 | 66.1755 | 126.0471 | 305.1932
553883875 | 55.4003 | 66.1102 | 125.8633 | 304.7679
554508687.5 | 55.3778 | 66.0477 | 125.6862 | 304.3588
555133500 | 55.3553 | 65.9854 | 125.509 | 303.9498
555758312.5 | 55.3327 | 65.9231 | 125.3316 | 303.5408
556383125 | 55.3101 | 65.8608 | 125.154 | 303.1318
557007937.5 | 55.2864 | 65.7959 | 124.9969 | 302.7567
557632750 | 55.262 | 65.7292 | 124.8534 | 302.4031
558257562.5 | 55.2376 | 65.6627 | 124.7101 | 302.049
558882375 | 55.213 | 65.5961 | 124.5669 | 301.6941
559507187.5 | 55.1885 | 65.5297 | 124.4239 | 301.3387
560132000 | 55.1654 | 65.4639 | 124.2478 | 300.9556
560756812.5 | 55.1433 | 65.3987 | 124.0479 | 300.5534
561381625 | 55.1211 | 65.3335 | 123.8478 | 300.1514
562006437.5 | 55.0989 | 65.2684 | 123.6477 | 299.7496
562631250 | 55.0767 | 65.2034 | 123.4475 | 299.348
563256062.5 | 55.0558 | 65.1376 | 123.2797 | 298.9772
563880875 | 55.0361 | 65.0714 | 123.137 | 298.6299
564505687.5 | 55.0163 | 65.0052 | 122.9941 | 298.2819
565130500 | 54.9965 | 64.9391 | 122.8511 | 297.9334
565755312.5 | 54.9766 | 64.8731 | 122.7078 | 297.5843
566380125 | 54.9545 | 64.8107 | 122.5477 | 297.2214
567004937.5 | 54.9306 | 64.7513 | 122.3732 | 296.8469
567629750 | 54.9066 | 64.692 | 122.1986 | 296.472
568254562.5 | 54.8825 | 64.6327 | 122.0239 | 296.0968
568879375 | 54.8584 | 64.5736 | 121.849 | 295.7211
569504187.5 | 54.8405 | 64.5098 | 121.7461 | 295.3593
570129000 | 54.8282 | 64.4418 | 121.71 | 295.0103
570753812.5 | 54.8159 | 64.374 | 121.6738 | 294.6613
571378625 | 54.8035 | 64.3062 | 121.6376 | 294.3122
572003437.5 | 54.791 | 64.2384 | 121.6012 | 293.9631
572628250 | 54.7744 | 64.1731 | 121.4747 | 293.5995
573253062.5 | 54.7538 | 64.1101 | 121.2571 | 293.2214
573877875 | 54.7331 | 64.0473 | 121.0397 | 292.8433
574502687.5 | 54.7124 | 63.9844 | 120.8222 | 292.4654
575127500 | 54.6916 | 63.9217 | 120.6049 | 292.0875
575752312.5 | 54.6674 | 63.8686 | 120.4162 | 291.7786
576377125 | 54.6392 | 63.8261 | 120.259 | 291.5451
577001937.5 | 54.611 | 63.7836 | 120.1015 | 291.3111
577626750 | 54.5828 | 63.7411 | 119.9438 | 291.0767
578251562.5 | 54.5545 | 63.6988 | 119.7857 | 290.842
578876375 | 54.5281 | 63.6465 | 119.6323 | 290.5393
579501187.5 | 54.5038 | 63.5825 | 119.485 | 290.1555
580126000 | 54.4795 | 63.5185 | 119.3382 | 289.7711
580750812.5 | 54.4552 | 63.4546 | 119.1919 | 289.3862
581375625 | 54.4307 | 63.3908 | 119.046 | 289.0007
582000437.5 | 54.4132 | 63.327 | 118.9161 | 288.6212
582625250 | 54.4047 | 63.263 | 118.8064 | 288.25
583250062.5 | 54.3961 | 63.199 | 118.6965 | 287.879
583874875 | 54.3874 | 63.1351 | 118.5864 | 287.5084
584499687.5 | 54.3786 | 63.0713 | 118.476 | 287.138
585124500 | 54.3667 | 63.0131 | 118.3714 | 286.8027
585749312.5 | 54.3504 | 62.9627 | 118.275 | 286.5167
586374125 | 54.334 | 62.9125 | 118.1781 | 286.2305
586998937.5 | 54.3176 | 62.8623 | 118.0808 | 285.9439
587623750 | 54.301 | 62.8121 | 117.9831 | 285.657
588248562.5 | 54.2847 | 62.7569 | 117.887 | 285.3155
588873375 | 54.2689 | 62.694 | 117.7938 | 284.8896
589498187.5 | 54.2529 | 62.6311 | 117.7002 | 284.4636
590123000 | 54.237 | 62.5684 | 117.6064 | 284.0377
590747812.5 | 54.2209 | 62.5057 | 117.5122 | 283.6118
591372625 | 54.2023 | 62.4459 | 117.37 | 283.2378
591997437.5 | 54.1792 | 62.3912 | 117.1468 | 282.9517
592622250 | 54.1561 | 62.3365 | 116.924 | 282.6656
593247062.5 | 54.1328 | 62.2819 | 116.7016 | 282.3793
593871875 | 54.1096 | 62.2273 | 116.4797 | 282.0929
594496687.5 | 54.0882 | 62.1723 | 116.2861 | 281.7814
595121500 | 54.0706 | 62.1164 | 116.1449 | 281.4235
595746312.5 | 54.0528 | 62.0606 | 116.0034 | 281.0659
596371125 | 54.035 | 62.0048 | 115.8618 | 280.7084
596995937.5 | 54.0172 | 61.9492 | 115.7201 | 280.3513
597620750 | 53.9973 | 61.8942 | 115.5516 | 279.9933
598245562.5 | 53.9731 | 61.8405 | 115.3284 | 279.6335
598870375 | 53.949 | 61.787 | 115.1054 | 279.2736
599495187.5 | 53.9247 | 61.7334 | 114.8826 | 278.9137
600120000 | 53.9005 | 61.68 | 114.6599 | 278.5537
600744812.5 | 53.8798 | 61.6283 | 114.486 | 278.207
601369625 | 53.8672 | 61.5806 | 114.4225 | 277.8898
601994437.5 | 53.8546 | 61.533 | 114.3589 | 277.5724
602619250 | 53.8419 | 61.4853 | 114.2952 | 277.2547
603244062.5 | 53.8291 | 61.4378 | 114.2315 | 276.9366
603868875 | 53.8147 | 61.3866 | 114.1369 | 276.608
604493687.5 | 53.7963 | 61.3261 | 113.965 | 276.2537
605118500 | 53.7779 | 61.2657 | 113.7933 | 275.8996
605743312.5 | 53.7595 | 61.2054 | 113.6219 | 275.5459
606368125 | 53.741 | 61.1452 | 113.4507 | 275.1924
606992937.5 | 53.7206 | 61.0898 | 113.2747 | 274.8598
607617750 | 53.695 | 61.048 | 113.0846 | 274.5846
608242562.5 | 53.6694 | 61.0062 | 112.8944 | 274.3092
608867375 | 53.6437 | 60.9645 | 112.7042 | 274.0335
609492187.5 | 53.6179 | 60.9228 | 112.5139 | 273.7576
610117000 | 53.5949 | 60.8785 | 112.3552 | 273.4647
610741812.5 | 53.5806 | 60.8256 | 112.2948 | 273.119
611366625 | 53.5662 | 60.7728 | 112.234 | 272.7732
611991437.5 | 53.5517 | 60.7201 | 112.1727 | 272.4272
612616250 | 53.5371 | 60.6674 | 112.1111 | 272.081
613241062.5 | 53.522 | 60.6149 | 112.0308 | 271.7446
613865875 | 53.5053 | 60.563 | 111.8867 | 271.4427
614490687.5 | 53.4884 | 60.5111 | 111.7428 | 271.1408
615115500 | 53.4716 | 60.4592 | 111.5992 | 270.8387
615740312.5 | 53.4547 | 60.4075 | 111.4559 | 270.5367
616365125 | 53.4371 | 60.357 | 111.3085 | 270.2304
616989937.5 | 53.4169 | 60.3114 | 111.1434 | 269.9075
617614750 | 53.3966 | 60.2658 | 110.9781 | 269.5848
618239562.5 | 53.3763 | 60.2203 | 110.8127 | 269.2622
618864375 | 53.3559 | 60.1749 | 110.6471 | 268.9397
619489187.5 | 53.3367 | 60.1288 | 110.5014 | 268.6182
620114000 | 53.3232 | 60.0794 | 110.4477 | 268.3006
620738812.5 | 53.3097 | 60.0301 | 110.3935 | 267.9831
621363625 | 53.296 | 59.9808 | 110.3389 | 267.6656
621988437.5 | 53.2823 | 59.9316 | 110.2837 | 267.3481
622613250 | 53.268 | 59.8835 | 110.2122 | 267.0397
623238062.5 | 53.2508 | 59.8413 | 110.0552 | 266.7797
623862875 | 53.2336 | 59.7992 | 109.8986 | 266.5193
624487687.5 | 53.2164 | 59.7571 | 109.7422 | 266.2584
625112500 | 53.1991 | 59.7151 | 109.5862 | 265.9969
625737312.5 | 53.1805 | 59.6724 | 109.4297 | 265.7314
626362125 | 53.1536 | 59.6256 | 109.2685 | 265.4434
626986937.5 | 53.1266 | 59.5788 | 109.1073 | 265.1555
627611750 | 53.0996 | 59.532 | 108.9461 | 264.8677
628236562.5 | 53.0725 | 59.4854 | 108.7851 | 264.58
628861375 | 53.0474 | 59.4387 | 108.6366 | 264.287
629486187.5 | 53.0372 | 59.3911 | 108.5846 | 263.9514
630111000 | 53.027 | 59.3436 | 108.5322 | 263.616
630735812.5 | 53.0167 | 59.2961 | 108.4794 | 263.2808
631360625 | 53.0063 | 59.2487 | 108.426 | 262.9458
631985437.5 | 52.9953 | 59.2022 | 108.3646 | 262.619
632610250 | 52.9788 | 59.1642 | 108.2297 | 262.3704
633235062.5 | 52.9623 | 59.1262 | 108.0949 | 262.1215
633859875 | 52.9458 | 59.0883 | 107.96 | 261.8725
634484687.5 | 52.9292 | 59.0504 | 107.8251 | 261.6233
635109500 | 52.9117 | 59.0118 | 107.6894 | 261.3725
635734312.5 | 52.8832 | 58.9647 | 107.5432 | 261.1029
636359125 | 52.8547 | 58.9176 | 107.3971 | 260.8333
636983937.5 | 52.8262 | 58.8706 | 107.2513 | 260.5636
637608750 | 52.7977 | 58.8237 | 107.1056 | 260.2939
638233562.5 | 52.77 | 58.7771 | 106.9638 | 260.0213
638858375 | 52.7606 | 58.7349 | 106.8918 | 259.6949
639483187.5 | 52.7511 | 58.6929 | 106.8194 | 259.3688
640108000 | 52.7415 | 58.6509 | 106.7465 | 259.0428
640732812.5 | 52.7319 | 58.6089 | 106.6733 | 258.7171
641357625 | 52.7221 | 58.5669 | 106.6007 | 258.3926
641982437.5 | 52.7076 | 58.522 | 106.5646 | 258.1022
642607250 | 52.693 | 58.4771 | 106.5282 | 257.8117
643232062.5 | 52.6785 | 58.4322 | 106.4913 | 257.5213
643856875 | 52.6638 | 58.3875 | 106.4541 | 257.2309
644481687.5 | 52.6491 | 58.3428 | 106.4152 | 256.9404
645106500 | 52.628 | 58.2957 | 106.2062 | 256.6456
645731312.5 | 52.6069 | 58.2488 | 105.9977 | 256.3506
646356125 | 52.5857 | 58.2018 | 105.7896 | 256.0554
646980937.5 | 52.5645 | 58.155 | 105.582 | 255.7599
647605750 | 52.5433 | 58.1082 | 105.3748 | 255.4642
648230562.5 | 52.5212 | 58.0751 | 105.3008 | 255.2554
648855375 | 52.499 | 58.0422 | 105.2286 | 255.0482
649480187.5 | 52.4768 | 58.0094 | 105.1566 | 254.8412
650105000 | 52.4546 | 57.9767 | 105.0847 | 254.6346
650729812.5 | 52.4324 | 57.944 | 105.0129 | 254.4284
651354625 | 52.4242 | 57.8899 | 104.866 | 254.1131
651979437.5 | 52.4164 | 57.8351 | 104.7165 | 253.7941
652604250 | 52.4086 | 57.7804 | 104.5671 | 253.4753
653229062.5 | 52.4007 | 57.7257 | 104.4178 | 253.1569
653853875 | 52.3927 | 57.671 | 104.2686 | 252.8386
654478687.5 | 52.3751 | 57.6306 | 104.1646 | 252.5421
655103500 | 52.3569 | 57.591 | 104.0631 | 252.2468
655728312.5 | 52.3386 | 57.5515 | 103.9614 | 251.9514
656353125 | 52.3203 | 57.5121 | 103.8596 | 251.6559
656977937.5 | 52.302 | 57.4727 | 103.7577 | 251.3603
657602750 | 52.2827 | 57.4401 | 103.6297 | 251.1229
658227562.5 | 52.2633 | 57.408 | 103.4998 | 250.8904
658852375 | 52.2439 | 57.376 | 103.3702 | 250.6578
659477187.5 | 52.2244 | 57.344 | 103.2408 | 250.4252
660102000 | 52.205 | 57.3121 | 103.1117 | 250.1926
660726812.5 | 52.185 | 57.2663 | 102.9637 | 249.9177
661351625 | 52.1649 | 57.2191 | 102.8134 | 249.6384
661976437.5 | 52.1448 | 57.1719 | 102.6631 | 249.3592
662601250 | 52.1246 | 57.1248 | 102.5128 | 249.0801
663226062.5 | 52.1044 | 57.0778 | 102.3624 | 248.8011
663850875 | 52.0954 | 57.0387 | 102.2893 | 248.5698
664475687.5 | 52.088 | 57.0007 | 102.2265 | 248.3447
665100500 | 52.0805 | 56.9628 | 102.1634 | 248.1196
665725312.5 | 52.0729 | 56.9249 | 102.1001 | 247.8944
666350125 | 52.0653 | 56.887 | 102.0366 | 247.669
666974937.5 | 52.0502 | 56.849 | 101.9522 | 247.4382
667599750 | 52.0339 | 56.8109 | 101.8645 | 247.2063
668224562.5 | 52.0174 | 56.7729 | 101.7768 | 246.9742
668849375 | 52.001 | 56.735 | 101.6891 | 246.7419
669474187.5 | 51.9845 | 56.6971 | 101.6014 | 246.5093
670099000 | 51.9699 | 56.655 | 101.5421 | 246.2627
670723812.5 | 51.9557 | 56.6122 | 101.4882 | 246.0136
671348625 | 51.9414 | 56.5694 | 101.4341 | 245.7646
671973437.5 | 51.927 | 56.5267 | 101.3799 | 245.5158
672598250 | 51.9126 | 56.4841 | 101.3255 | 245.2672
673223062.5 | 51.8951 | 56.447 | 101.1767 | 245.0081
673847875 | 51.877 | 56.4112 | 101.0067 | 244.7466
674472687.5 | 51.8588 | 56.3755 | 100.8368 | 244.4852
675097500 | 51.8405 | 56.3398 | 100.6671 | 244.2239
675722312.5 | 51.8223 | 56.3042 | 100.4974 | 243.9625
676347125 | 51.8065 | 56.2678 | 100.4195 | 243.7138
676971937.5 | 51.7913 | 56.2312 | 100.365 | 243.4682
677596750 | 51.7761 | 56.1948 | 100.3101 | 243.2223
678221562.5 | 51.7607 | 56.1584 | 100.2549 | 242.9762
678846375 | 51.7453 | 56.122 | 100.1994 | 242.7298
679471187.5 | 51.73 | 56.0864 | 100.1264 | 242.5458
680096000 | 51.7147 | 56.051 | 100.0485 | 242.3801
680720812.5 | 51.6993 | 56.0157 | 99.9707 | 242.2143
681345625 | 51.6838 | 55.9804 | 99.8931 | 242.0485
681970437.5 | 51.6683 | 55.9451 | 99.8156 | 241.8826
682595250 | 51.6554 | 55.9052 | 99.726 | 241.631
683220062.5 | 51.6433 | 55.8637 | 99.6322 | 241.3514
683844875 | 51.6311 | 55.8223 | 99.5381 | 241.0719
684469687.5 | 51.6189 | 55.781 | 99.4439 | 240.7925
685094500 | 51.6066 | 55.7397 | 99.3495 | 240.5134
685719312.5 | 51.5905 | 55.7034 | 99.2379 | 240.2766
686344125 | 51.5729 | 55.6689 | 99.1199 | 240.0554
686968937.5 | 51.5552 | 55.6344 | 99.0017 | 239.8341
687593750 | 51.5375 | 55.6 | 98.8834 | 239.6126
688218562.5 | 51.5198 | 55.5656 | 98.7649 | 239.3911
688843375 | 51.5013 | 55.5278 | 98.6384 | 239.1337
689468187.5 | 51.4825 | 55.4885 | 98.5087 | 238.8619
690093000 | 51.4637 | 55.4493 | 98.3792 | 238.5901
690717812.5 | 51.4449 | 55.4102 | 98.2499 | 238.3184
691342625 | 51.426 | 55.3711 | 98.1208 | 238.0468
691967437.5 | 51.4094 | 55.331 | 98.0161 | 237.7808
692592250 | 51.3938 | 55.2904 | 97.9225 | 237.5176
693217062.5 | 51.3782 | 55.25 | 97.829 | 237.2548
693841875 | 51.3625 | 55.2096 | 97.7356 | 236.9922
694466687.5 | 51.3468 | 55.1693 | 97.6424 | 236.73
695091500 | 51.3365 | 55.1329 | 97.5775 | 236.4848
695716312.5 | 51.3289 | 55.0986 | 97.5264 | 236.2479
696341125 | 51.3213 | 55.0643 | 97.475 | 236.011
696965937.5 | 51.3136 | 55.03 | 97.4233 | 235.7742
697590750 | 51.3059 | 54.9958 | 97.3713 | 235.5374
698215562.5 | 51.292 | 54.9598 | 97.2677 | 235.2724
698840375 | 51.2748 | 54.9228 | 97.136 | 234.9921
699465187.5 | 51.2576 | 54.8859 | 97.0045 | 234.7118
700090000 | 51.2403 | 54.849 | 96.8731 | 234.4315
700714812.5 | 51.2229 | 54.8122 | 96.7418 | 234.1513
701339625 | 51.2029 | 54.7766 | 96.6041 | 233.9108
701964437.5 | 51.1813 | 54.7417 | 96.4626 | 233.6943
702589250 | 51.1596 | 54.7069 | 96.3215 | 233.4777
703214062.5 | 51.138 | 54.6721 | 96.1806 | 233.2612
703838875 | 51.1164 | 54.6374 | 96.0401 | 233.0447
704463687.5 | 51.1015 | 54.5993 | 95.9268 | 232.7904
705088500 | 51.0911 | 54.5589 | 95.8311 | 232.5114
705713312.5 | 51.0807 | 54.5186 | 95.7354 | 232.2328
706338125 | 51.0702 | 54.4784 | 95.6396 | 231.9543
706962937.5 | 51.0597 | 54.4383 | 95.5438 | 231.6762
707587750 | 51.0431 | 54.4045 | 95.4162 | 231.4514
708212562.5 | 51.0221 | 54.3753 | 95.2657 | 231.2647
708837375 | 51.0011 | 54.3462 | 95.1152 | 231.0779
709462187.5 | 50.9801 | 54.3171 | 94.9647 | 230.891
710087000 | 50.959 | 54.288 | 94.8142 | 230.7039
710711812.5 | 50.9419 | 54.2559 | 94.7103 | 230.4688
711336625 | 50.928 | 54.2214 | 94.643 | 230.1962
711961437.5 | 50.914 | 54.187 | 94.5757 | 229.9236
712586250 | 50.9 | 54.1526 | 94.5083 | 229.6512
713211062.5 | 50.8859 | 54.1183 | 94.441 | 229.3788
713835875 | 50.8718 | 54.0787 | 94.3655 | 229.1193
714460687.5 | 50.8577 | 54.0345 | 94.2828 | 228.8708
715085500 | 50.8435 | 53.9903 | 94.2003 | 228.6227
715710312.5 | 50.8292 | 53.9463 | 94.1178 | 228.3748
716335125 | 50.815 | 53.9023 | 94.0353 | 228.1272
716959937.5 | 50.7915 | 53.8714 | 93.9312 | 227.8969
717584750 | 50.7596 | 53.8527 | 93.8068 | 227.6826
718209562.5 | 50.7276 | 53.8341 | 93.6824 | 227.4682
718834375 | 50.6955 | 53.8154 | 93.5579 | 227.2538
719459187.5 | 50.6635 | 53.7969 | 93.4333 | 227.0392
720084000 | 50.6448 | 53.7684 | 93.3185 | 226.8165
720708812.5 | 50.6397 | 53.7299 | 93.2137 | 226.5854
721333625 | 50.6346 | 53.6914 | 93.1088 | 226.3543
721958437.5 | 50.6293 | 53.653 | 93.0039 | 226.1232
722583250 | 50.6241 | 53.6146 | 92.8991 | 225.8922
723208062.5 | 50.6127 | 53.5769 | 92.8021 | 225.6583
723832875 | 50.5947 | 53.5397 | 92.7139 | 225.4214
724457687.5 | 50.5767 | 53.5027 | 92.6258 | 225.1847
725082500 | 50.5586 | 53.4657 | 92.5378 | 224.9482
725707312.5 | 50.5405 | 53.4288 | 92.4499 | 224.7119
726332125 | 50.5224 | 53.3919 | 92.3621 | 224.4759
726956937.5 | 50.5069 | 53.356 | 92.2653 | 224.2255
727581750 | 50.4933 | 53.3208 | 92.1624 | 223.9655
728206562.5 | 50.4796 | 53.2857 | 92.0597 | 223.7057
728831375 | 50.4659 | 53.2506 | 91.957 | 223.4463
729456187.5 | 50.4521 | 53.2155 | 91.8545 | 223.1871
730081000 | 50.4383 | 53.1806 | 91.7521 | 222.9282
730705812.5 | 50.4244 | 53.1457 | 91.6497 | 222.6696
731330625 | 50.4074 | 53.117 | 91.5496 | 222.451
731955437.5 | 50.3886 | 53.0917 | 91.4506 | 222.2538
732580250 | 50.3698 | 53.0664 | 91.3514 | 222.0566
733205062.5 | 50.351 | 53.0412 | 91.2521 | 221.8593
733829875 | 50.3321 | 53.0161 | 91.1526 | 221.662
734454687.5 | 50.3132 | 52.991 | 91.053 | 221.4647
735079500 | 50.2943 | 52.9659 | 90.9533 | 221.2674
735704312.5 | 50.2895 | 52.9411 | 90.7515 | 221.0446
736329125 | 50.2905 | 52.9165 | 90.5074 | 220.8115
736953937.5 | 50.2915 | 52.8918 | 90.2641 | 220.5787
737578750 | 50.2924 | 52.8671 | 90.0216 | 220.3465
738203562.5 | 50.2934 | 52.8425 | 89.7801 | 220.1146
738828375 | 50.2942 | 52.8179 | 89.5394 | 219.8832
739453187.5 | 50.2951 | 52.7933 | 89.2995 | 219.6522
740078000 | 50.2693 | 52.7592 | 89.2624 | 219.4369
740702812.5 | 50.2348 | 52.722 | 89.29 | 219.2263
741327625 | 50.2004 | 52.6848 | 89.3171 | 219.0156
741952437.5 | 50.1659 | 52.6477 | 89.3438 | 218.8046
742577250 | 50.1314 | 52.6107 | 89.3702 | 218.5935
743202062.5 | 50.0968 | 52.5738 | 89.3961 | 218.3822
743826875 | 50.0622 | 52.537 | 89.4217 | 218.1708
744451687.5 | 50.0412 | 52.5029 | 89.3417 | 217.9324
745076500 | 50.0234 | 52.4695 | 89.2374 | 217.6879
745701312.5 | 50.0055 | 52.4362 | 89.1335 | 217.4438
746326125 | 49.9876 | 52.4029 | 89.0298 | 217.1999
746950937.5 | 49.9697 | 52.3697 | 88.9264 | 216.9563
747575750 | 49.9518 | 52.3366 | 88.8233 | 216.7129
748200562.5 | 49.9338 | 52.3035 | 88.7204 | 216.4698
748825375 | 49.9119 | 52.2715 | 88.6015 | 216.2161
749450187.5 | 49.8894 | 52.2397 | 88.4801 | 215.961
750075000 | 49.8669 | 52.208 | 88.3587 | 215.7061
750699812.5 | 49.8444 | 52.1763 | 88.2374 | 215.4514
751324625 | 49.8218 | 52.1447 | 88.116 | 215.197
751949437.5 | 49.7992 | 52.1132 | 87.9947 | 214.9429
752574250 | 49.7766 | 52.0818 | 87.8735 | 214.6891
753199062.5 | 49.7628 | 52.0565 | 87.7868 | 214.5076
753823875 | 49.7496 | 52.0319 | 87.7031 | 214.3325
754448687.5 | 49.7365 | 52.0072 | 87.6195 | 214.1574
755073500 | 49.7233 | 51.9827 | 87.5359 | 213.9822
755698312.5 | 49.71 | 51.9581 | 87.4523 | 213.8071
756323125 | 49.6968 | 51.9336 | 87.3687 | 213.6319
756947937.5 | 49.6835 | 51.9092 | 87.2852 | 213.4568
757572750 | 49.6674 | 51.8761 | 87.1966 | 213.2273
758197562.5 | 49.6512 | 51.8428 | 87.1079 | 212.9966
758822375 | 49.635 | 51.8096 | 87.0194 | 212.7661
759447187.5 | 49.6187 | 51.7765 | 86.9309 | 212.5359
760072000 | 49.6024 | 51.7435 | 86.8424 | 212.306
760696812.5 | 49.586 | 51.7104 | 86.7541 | 212.0763
761321625 | 49.5696 | 51.6777 | 86.6658 | 211.848
761946437.5 | 49.55 | 51.6509 | 86.5766 | 211.6596
762571250 | 49.5305 | 51.6242 | 86.4874 | 211.4712
763196062.5 | 49.5109 | 51.5976 | 86.398 | 211.2828
763820875 | 49.4912 | 51.571 | 86.3084 | 211.0945
764445687.5 | 49.4716 | 51.5445 | 86.2188 | 210.9062
765070500 | 49.4518 | 51.518 | 86.129 | 210.7179
765695312.5 | 49.433 | 51.4914 | 86.043 | 210.5279
766320125 | 49.4247 | 51.4619 | 86.0011 | 210.3185
766944937.5 | 49.4162 | 51.4325 | 85.9591 | 210.1093
767569750 | 49.4078 | 51.4031 | 85.9171 | 209.9002
768194562.5 | 49.3992 | 51.3738 | 85.8751 | 209.6913
768819375 | 49.3906 | 51.3446 | 85.8332 | 209.4827
769444187.5 | 49.382 | 51.3154 | 85.7912 | 209.2742
770069000 | 49.3718 | 51.2866 | 85.7415 | 209.0625
770693812.5 | 49.3522 | 51.2607 | 85.6427 | 208.8295
771318625 | 49.3325 | 51.2349 | 85.5438 | 208.5966
771943437.5 | 49.3129 | 51.2092 | 85.445 | 208.3639
772568250 | 49.2932 | 51.1835 | 85.346 | 208.1314
773193062.5 | 49.2735 | 51.1579 | 85.2471 | 207.8991
773817875 | 49.2538 | 51.1323 | 85.1481 | 207.667
774442687.5 | 49.2346 | 51.1076 | 85.0409 | 207.4469
775067500 | 49.218 | 51.0861 | 84.8985 | 207.2776
775692312.5 | 49.2013 | 51.0646 | 84.7562 | 207.1083
776317125 | 49.1846 | 51.0432 | 84.6141 | 206.939
776941937.5 | 49.1678 | 51.0219 | 84.472 | 206.7698
777566750 | 49.151 | 51.0006 | 84.3301 | 206.6005
778191562.5 | 49.1342 | 50.9793 | 84.1883 | 206.4313
778816375 | 49.1174 | 50.957 | 84.0706 | 206.2537
779441187.5 | 49.1007 | 50.9312 | 84.0277 | 206.0501
780066000 | 49.084 | 50.9054 | 83.9848 | 205.8466
780690812.5 | 49.0673 | 50.8797 | 83.9418 | 205.6433
781315625 | 49.0506 | 50.8541 | 83.8987 | 205.4402
781940437.5 | 49.0338 | 50.8285 | 83.8556 | 205.2372
782565250 | 49.017 | 50.8029 | 83.8124 | 205.0344
783190062.5 | 49.0008 | 50.7772 | 83.7563 | 204.8348
783814875 | 48.9863 | 50.7509 | 83.6697 | 204.6425
784439687.5 | 48.9718 | 50.7247 | 83.5829 | 204.4503
785064500 | 48.9572 | 50.6986 | 83.4961 | 204.2583
785689312.5 | 48.9426 | 50.6725 | 83.4093 | 204.0663
786314125 | 48.928 | 50.6465 | 83.3224 | 203.8744
786938937.5 | 48.9133 | 50.6205 | 83.2354 | 203.6826
787563750 | 48.898 | 50.5983 | 83.145 | 203.5029
788188562.5 | 48.8815 | 50.583 | 83.0484 | 203.3455
788813375 | 48.8649 | 50.5677 | 82.9519 | 203.1883
789438187.5 | 48.8484 | 50.5524 | 82.8556 | 203.0311
790063000 | 48.8318 | 50.5372 | 82.7593 | 202.874
790687812.5 | 48.8152 | 50.5221 | 82.6631 | 202.7171
791312625 | 48.7985 | 50.5069 | 82.5669 | 202.5602
791937437.5 | 48.785 | 50.4868 | 82.4871 | 202.3878
792562250 | 48.776 | 50.4592 | 82.4311 | 202.1926
793187062.5 | 48.767 | 50.4316 | 82.3748 | 201.9975
793811875 | 48.7579 | 50.4041 | 82.3185 | 201.8026
794436687.5 | 48.7488 | 50.3766 | 82.262 | 201.6078
795061500 | 48.7396 | 50.3492 | 82.2054 | 201.4132
795686312.5 | 48.7304 | 50.3219 | 82.1486 | 201.2186
796311125 | 48.718 | 50.2959 | 82.0663 | 201.019
796935937.5 | 48.7019 | 50.2714 | 81.9543 | 200.8132
797560750 | 48.6857 | 50.2469 | 81.8424 | 200.6076
798185562.5 | 48.6696 | 50.2225 | 81.7308 | 200.4022
798810375 | 48.6534 | 50.1981 | 81.6193 | 200.1968
799435187.5 | 48.6372 | 50.1738 | 81.5081 | 199.9916
800060000 | 48.621 | 50.1495 | 81.397 | 199.7866
800684812.5 | 48.6074 | 50.1288 | 81.3031 | 199.6088
801309625 | 48.5963 | 50.1114 | 81.2252 | 199.4568
801934437.5 | 48.5852 | 50.0941 | 81.1475 | 199.305
802559250 | 48.574 | 50.0769 | 81.0698 | 199.1533
803184062.5 | 48.5628 | 50.0597 | 80.9921 | 199.0017
803808875 | 48.5516 | 50.0425 | 80.9145 | 198.8503
804433687.5 | 48.5404 | 50.0254 | 80.837 | 198.699
805058500 | 48.5318 | 50.0044 | 80.7804 | 198.5285
805683312.5 | 48.5252 | 49.9804 | 80.7394 | 198.3435
806308125 | 48.5186 | 49.9564 | 80.6983 | 198.1586
806932937.5 | 48.5119 | 49.9325 | 80.6571 | 197.9738
807557750 | 48.5051 | 49.9086 | 80.6158 | 197.789
808182562.5 | 48.4984 | 49.8847 | 80.5744 | 197.6043
808807375 | 48.4915 | 49.8609 | 80.5328 | 197.4197
809432187.5 | 48.4778 | 49.8407 | 80.4454 | 197.2502
810057000 | 48.46 | 49.8227 | 80.3304 | 197.0899
810681812.5 | 48.4421 | 49.8047 | 80.2157 | 196.9296
811306625 | 48.4242 | 49.7868 | 80.1011 | 196.7695
811931437.5 | 48.4062 | 49.769 | 79.9868 | 196.6095
812556250 | 48.3883 | 49.7512 | 79.8727 | 196.4496
813181062.5 | 48.3703 | 49.7334 | 79.7588 | 196.2897
813805875 | 48.3588 | 49.7149 | 79.6935 | 196.1438
814430687.5 | 48.3505 | 49.6961 | 79.6514 | 196.0045
815055500 | 48.3422 | 49.6772 | 79.6092 | 195.8653
815680312.5 | 48.3338 | 49.6585 | 79.5669 | 195.7261
816305125 | 48.3254 | 49.6397 | 79.5244 | 195.5869
816929937.5 | 48.3169 | 49.621 | 79.4819 | 195.4478
817554750 | 48.3084 | 49.6024 | 79.4392 | 195.3087
818179562.5 | 48.3011 | 49.5877 | 79.3874 | 195.1482
818804375 | 48.2941 | 49.5744 | 79.3323 | 194.9798
819429187.5 | 48.287 | 49.5612 | 79.2771 | 194.8116
820054000 | 48.28 | 49.548 | 79.2218 | 194.6435
820678812.5 | 48.2728 | 49.5349 | 79.1664 | 194.4754
821303625 | 48.2657 | 49.5218 | 79.1109 | 194.3075
821928437.5 | 48.2585 | 49.5088 | 79.0553 | 194.1397
822553250 | 48.2411 | 49.4878 | 78.9519 | 193.9809
823178062.5 | 48.221 | 49.4647 | 78.8355 | 193.8245
823802875 | 48.2008 | 49.4415 | 78.7193 | 193.6682
824427687.5 | 48.1806 | 49.4185 | 78.6033 | 193.512
825052500 | 48.1603 | 49.3954 | 78.4874 | 193.3558
825677312.5 | 48.14 | 49.3724 | 78.3717 | 193.1997
826302125 | 48.1197 | 49.3495 | 78.2561 | 193.0437
826926937.5 | 48.1121 | 49.3333 | 78.2297 | 192.913
827551750 | 48.1069 | 49.3183 | 78.2204 | 192.7872
828176562.5 | 48.1017 | 49.3035 | 78.2108 | 192.6614
828801375 | 48.0965 | 49.2887 | 78.2011 | 192.5356
829426187.5 | 48.0912 | 49.2739 | 78.1912 | 192.4098
830051000 | 48.0858 | 49.2591 | 78.1811 | 192.284
830675812.5 | 48.0804 | 49.2444 | 78.1708 | 192.1583
831300625 | 48.065 | 49.2292 | 78.0728 | 191.991
831925437.5 | 48.0484 | 49.2139 | 77.9644 | 191.8189
832550250 | 48.0317 | 49.1987 | 77.856 | 191.6469
833175062.5 | 48.0149 | 49.1835 | 77.7479 | 191.475
833799875 | 47.9982 | 49.1683 | 77.6399 | 191.3033
834424687.5 | 47.9814 | 49.1532 | 77.5321 | 191.1316
835049500 | 47.9645 | 49.1382 | 77.4244 | 190.9601
835674312.5 | 47.9588 | 49.121 | 77.3708 | 190.8159
836299125 | 47.9537 | 49.1038 | 77.3202 | 190.6733
836923937.5 | 47.9486 | 49.0866 | 77.2696 | 190.5308
837548750 | 47.9434 | 49.0694 | 77.2189 | 190.3885
838173562.5 | 47.9382 | 49.0523 | 77.1683 | 190.2462
838798375 | 47.9329 | 49.0352 | 77.1176 | 190.104
839423187.5 | 47.9275 | 49.0181 | 77.0669 | 189.9619
840048000 | 47.9133 | 49.0045 | 76.9909 | 189.8302
840672812.5 | 47.899 | 48.991 | 76.9149 | 189.6984
841297625 | 47.8847 | 48.9775 | 76.8389 | 189.5667
841922437.5 | 47.8704 | 48.964 | 76.763 | 189.4351
842547250 | 47.856 | 48.9506 | 76.687 | 189.3034
843172062.5 | 47.8416 | 48.9372 | 76.6111 | 189.1718
843796875 | 47.8274 | 48.9239 | 76.536 | 189.0396
844421687.5 | 47.8163 | 48.9105 | 76.4756 | 188.8956
845046500 | 47.8052 | 48.8971 | 76.4153 | 188.7516
845671312.5 | 47.7941 | 48.8838 | 76.3551 | 188.6079
846296125 | 47.783 | 48.8705 | 76.2949 | 188.4642
846920937.5 | 47.7718 | 48.8573 | 76.2349 | 188.3208
847545750 | 47.7606 | 48.8441 | 76.175 | 188.1774
848170562.5 | 47.7495 | 48.8293 | 76.113 | 188.0294
848795375 | 47.74 | 48.8011 | 76.0334 | 187.8417
849420187.5 | 47.7303 | 48.7731 | 75.954 | 187.6542
850045000 | 47.7206 | 48.745 | 75.8745 | 187.4669
850669812.5 | 47.7109 | 48.717 | 75.7952 | 187.2798
851294625 | 47.7012 | 48.6891 | 75.7159 | 187.0928
851919437.5 | 47.6914 | 48.6612 | 75.6366 | 186.9061
852544250 | 47.6807 | 48.6354 | 75.5583 | 186.7251
853169062.5 | 47.6659 | 48.6202 | 75.4845 | 186.5734
853793875 | 47.651 | 48.605 | 75.4108 | 186.4218
854418687.5 | 47.6361 | 48.5899 | 75.3373 | 186.2704
855043500 | 47.6212 | 48.5748 | 75.2638 | 186.119
855668312.5 | 47.6062 | 48.5598 | 75.1905 | 185.9678
856293125 | 47.5913 | 48.5448 | 75.1172 | 185.8167
856917937.5 | 47.5768 | 48.5292 | 75.0407 | 185.6629
857542750 | 47.5642 | 48.5114 | 74.952 | 185.4988
858167562.5 | 47.5515 | 48.4937 | 74.8634 | 185.3349
858792375 | 47.5388 | 48.476 | 74.7748 | 185.1711
859417187.5 | 47.5261 | 48.4584 | 74.6863 | 185.0075
860042000 | 47.5134 | 48.4408 | 74.5979 | 184.844
860666812.5 | 47.5006 | 48.4233 | 74.5095 | 184.6808
861291625 | 47.4883 | 48.4073 | 74.4338 | 184.531
861916437.5 | 47.4773 | 48.3953 | 74.392 | 184.4171
862541250 | 47.4663 | 48.3833 | 74.3502 | 184.3033
863166062.5 | 47.4552 | 48.3714 | 74.3083 | 184.1896
863790875 | 47.4441 | 48.3595 | 74.2664 | 184.0759
864415687.5 | 47.433 | 48.3477 | 74.2243 | 183.9622
865040500 | 47.4218 | 48.3359 | 74.1822 | 183.8485
865665312.5 | 47.4086 | 48.3226 | 74.13 | 183.7182
866290125 | 47.3912 | 48.3064 | 74.0567 | 183.5533
866914937.5 | 47.3738 | 48.2903 | 73.9835 | 183.3886
867539750 | 47.3564 | 48.2742 | 73.9104 | 183.2241
868164562.5 | 47.339 | 48.2581 | 73.8373 | 183.0598
868789375 | 47.3215 | 48.2422 | 73.7644 | 182.8957
869414187.5 | 47.304 | 48.2263 | 73.6915 | 182.7318
870039000 | 47.289 | 48.2102 | 73.6219 | 182.5787
870663812.5 | 47.2781 | 48.1939 | 73.5579 | 182.4431
871288625 | 47.2672 | 48.1777 | 73.4938 | 182.3075
871913437.5 | 47.2562 | 48.1615 | 73.4297 | 182.1721
872538250 | 47.2453 | 48.1454 | 73.3655 | 182.0367
873163062.5 | 47.2343 | 48.1293 | 73.3014 | 181.9014
873787875 | 47.2232 | 48.1133 | 73.2372 | 181.7662
874412687.5 | 47.2116 | 48.0973 | 73.1787 | 181.6236
875037500 | 47.1994 | 48.0814 | 73.1278 | 181.4713
875662312.5 | 47.1871 | 48.0656 | 73.0769 | 181.3191
876287125 | 47.1747 | 48.0498 | 73.026 | 181.167
876911937.5 | 47.1624 | 48.0341 | 72.9751 | 181.015
877536750 | 47.15 | 48.0184 | 72.9242 | 180.863
878161562.5 | 47.1375 | 48.0027 | 72.8734 | 180.7112
878786375 | 47.1226 | 47.987 | 72.8221 | 180.5655
879411187.5 | 47.1052 | 47.9711 | 72.7701 | 180.4261
880036000 | 47.0876 | 47.9553 | 72.7181 | 180.2869
880660812.5 | 47.0701 | 47.9396 | 72.666 | 180.1479
881285625 | 47.0525 | 47.9239 | 72.6138 | 180.009
881910437.5 | 47.0349 | 47.9083 | 72.5615 | 179.8702
882535250 | 47.0172 | 47.8927 | 72.5092 | 179.7316
883160062.5 | 47.0035 | 47.8808 | 72.4404 | 179.6103
883784875 | 46.9932 | 47.8721 | 72.3576 | 179.5038
884409687.5 | 46.9828 | 47.8634 | 72.2749 | 179.3973
885034500 | 46.9724 | 47.8547 | 72.1922 | 179.2908
885659312.5 | 46.962 | 47.8461 | 72.1096 | 179.1845
886284125 | 46.9516 | 47.8375 | 72.027 | 179.0782
886908937.5 | 46.9411 | 47.8289 | 71.9445 | 178.9719
887533750 | 46.9306 | 47.8136 | 71.8853 | 178.8369
888158562.5 | 46.92 | 47.7937 | 71.842 | 178.6823
888783375 | 46.9094 | 47.7738 | 71.7988 | 178.528
889408187.5 | 46.8988 | 47.754 | 71.7556 | 178.3737
890033000 | 46.8881 | 47.7342 | 71.7124 | 178.2197
890657812.5 | 46.8774 | 47.7145 | 71.6693 | 178.0658
891282625 | 46.8666 | 47.6948 | 71.6261 | 177.912
891907437.5 | 46.8564 | 47.6755 | 71.5688 | 177.7751
892532250 | 46.8464 | 47.6563 | 71.5038 | 177.6473
893157062.5 | 46.8364 | 47.6371 | 71.4388 | 177.5195
893781875 | 46.8264 | 47.618 | 71.3739 | 177.3918
894406687.5 | 46.8164 | 47.5989 | 71.3089 | 177.2641
895031500 | 46.8063 | 47.5799 | 71.2441 | 177.1365
895656312.5 | 46.7962 | 47.5609 | 71.1792 | 177.009
896281125 | 46.7854 | 47.5422 | 71.1227 | 176.8446
896905937.5 | 46.7743 | 47.5236 | 71.0698 | 176.6649
897530750 | 46.7632 | 47.5052 | 71.0169 | 176.4855
898155562.5 | 46.752 | 47.4867 | 70.9641 | 176.3064
898780375 | 46.7408 | 47.4683 | 70.9113 | 176.1275
899405187.5 | 46.7296 | 47.45 | 70.8586 | 175.9489
900030000 | 46.7184 | 47.4317 | 70.8059 | 175.7706
900654812.5 | 46.7101 | 47.4147 | 70.7694 | 175.6342
901279625 | 46.7029 | 47.3982 | 70.7379 | 175.5113
901904437.5 | 46.6956 | 47.3816 | 70.7065 | 175.3885
902529250 | 46.6882 | 47.3652 | 70.675 | 175.2658
903154062.5 | 46.6809 | 47.3487 | 70.6435 | 175.1432
903778875 | 46.6734 | 47.3323 | 70.612 | 175.0207
904403687.5 | 46.666 | 47.3159 | 70.5805 | 174.8982
905028500 | 46.6554 | 47.2967 | 70.5142 | 174.7677
905653312.5 | 46.6441 | 47.2769 | 70.4398 | 174.6353
906278125 | 46.6328 | 47.2571 | 70.3655 | 174.503
906902937.5 | 46.6214 | 47.2374 | 70.2912 | 174.3709
907527750 | 46.6099 | 47.2176 | 70.217 | 174.2388
908152562.5 | 46.5984 | 47.1979 | 70.1429 | 174.1068
908777375 | 46.5869 | 47.1783 | 70.0689 | 173.9749
909402187.5 | 46.5753 | 47.1629 | 70.0103 | 173.8353
910027000 | 46.5636 | 47.1483 | 69.9542 | 173.6947
910651812.5 | 46.5519 | 47.1337 | 69.8981 | 173.5543
911276625 | 46.5402 | 47.1191 | 69.8422 | 173.414
911901437.5 | 46.5284 | 47.1046 | 69.7862 | 173.2738
912526250 | 46.5166 | 47.0901 | 69.7304 | 173.1338
913151062.5 | 46.5048 | 47.0757 | 69.6745 | 172.9939
913775875 | 46.4939 | 47.0677 | 69.6259 | 172.9119
914400687.5 | 46.4832 | 47.0603 | 69.5778 | 172.8351
915025500 | 46.4724 | 47.053 | 69.5298 | 172.7584
915650312.5 | 46.4616 | 47.0457 | 69.4817 | 172.6816
916275125 | 46.4507 | 47.0385 | 69.4336 | 172.6049
916899937.5 | 46.4398 | 47.0313 | 69.3855 | 172.5282
917524750 | 46.4289 | 47.0241 | 69.3374 | 172.4516
918149562.5 | 46.4196 | 47.0071 | 69.2802 | 172.3056
918774375 | 46.4103 | 46.99 | 69.2227 | 172.1578
919399187.5 | 46.401 | 46.9728 | 69.1652 | 172.0101
920024000 | 46.3916 | 46.9558 | 69.1077 | 171.8626
920648812.5 | 46.3822 | 46.9387 | 69.0501 | 171.7153
921273625 | 46.3727 | 46.9217 | 68.9926 | 171.5681
921898437.5 | 46.3631 | 46.9047 | 68.9353 | 171.4211
922523250 | 46.3487 | 46.8888 | 68.8882 | 171.2782
923148062.5 | 46.3343 | 46.8729 | 68.8412 | 171.1353
923772875 | 46.3198 | 46.8571 | 68.7942 | 170.9927
924397687.5 | 46.3053 | 46.8414 | 68.7471 | 170.8502
925022500 | 46.2908 | 46.8257 | 68.7001 | 170.7079
925647312.5 | 46.2762 | 46.81 | 68.653 | 170.5657
926272125 | 46.262 | 46.7946 | 68.6065 | 170.4262
926896937.5 | 46.2515 | 46.7814 | 68.5669 | 170.315
927521750 | 46.241 | 46.7682 | 68.5272 | 170.2038
928146562.5 | 46.2304 | 46.755 | 68.4874 | 170.0927
928771375 | 46.2198 | 46.7419 | 68.4476 | 169.9816
929396187.5 | 46.2092 | 46.7288 | 68.4078 | 169.8707
930021000 | 46.1985 | 46.7157 | 68.3678 | 169.7598
930645812.5 | 46.1876 | 46.7032 | 68.3254 | 169.6498
931270625 | 46.1756 | 46.6943 | 68.2673 | 169.5455
931895437.5 | 46.1636 | 46.6853 | 68.2092 | 169.4413
932520250 | 46.1515 | 46.6764 | 68.1513 | 169.3372
933145062.5 | 46.1394 | 46.6676 | 68.0934 | 169.2332
933769875 | 46.1273 | 46.6587 | 68.0355 | 169.1293
934394687.5 | 46.1151 | 46.6499 | 67.9777 | 169.0255
935019500 | 46.104 | 46.6404 | 67.9252 | 168.9191
935644312.5 | 46.0971 | 46.6272 | 67.8952 | 168.8014
936269125 | 46.0902 | 46.6141 | 67.8652 | 168.6838
936893937.5 | 46.0833 | 46.6011 | 67.835 | 168.5664
937518750 | 46.0763 | 46.588 | 67.8048 | 168.4491
938143562.5 | 46.0693 | 46.575 | 67.7746 | 168.3319
938768375 | 46.0623 | 46.5621 | 67.7443 | 168.2148
939393187.5 | 46.0543 | 46.5491 | 67.7067 | 168.0956
940018000 | 46.0436 | 46.5363 | 67.6467 | 167.9695
940642812.5 | 46.0328 | 46.5236 | 67.5868 | 167.8435
941267625 | 46.022 | 46.5108 | 67.5269 | 167.7177
941892437.5 | 46.0112 | 46.4981 | 67.4671 | 167.5919
942517250 | 46.0003 | 46.4854 | 67.4074 | 167.4663
943142062.5 | 45.9894 | 46.4728 | 67.3477 | 167.3409
943766875 | 45.9791 | 46.4605 | 67.2918 | 167.2184
944391687.5 | 45.9701 | 46.4488 | 67.245 | 167.1026
945016500 | 45.9611 | 46.4371 | 67.1983 | 166.9869
945641312.5 | 45.952 | 46.4255 | 67.1516 | 166.8715
946266125 | 45.943 | 46.4139 | 67.1051 | 166.7561
946890937.5 | 45.9339 | 46.4023 | 67.0586 | 166.641
947515750 | 45.9248 | 46.3908 | 67.0122 | 166.5259
948140562.5 | 45.9176 | 46.3787 | 66.9672 | 166.4073
948765375 | 45.9139 | 46.3656 | 66.9244 | 166.282
949390187.5 | 45.9102 | 46.3524 | 66.8817 | 166.1568
950015000 | 45.9064 | 46.3393 | 66.8389 | 166.0317
950639812.5 | 45.9026 | 46.3262 | 66.7962 | 165.9068
951264625 | 45.8988 | 46.3132 | 66.7535 | 165.7821
951889437.5 | 45.8949 | 46.3002 | 66.7109 | 165.6575
952514250 | 45.8879 | 46.288 | 66.6705 | 165.5355
953139062.5 | 45.8761 | 46.2771 | 66.6334 | 165.4174
953763875 | 45.8643 | 46.2662 | 66.5964 | 165.2993
954388687.5 | 45.8524 | 46.2553 | 66.5594 | 165.1814
955013500 | 45.8405 | 46.2445 | 66.5225 | 165.0636
955638312.5 | 45.8286 | 46.2337 | 66.4856 | 164.9459
956263125 | 45.8167 | 46.223 | 66.4488 | 164.8284
956887937.5 | 45.807 | 46.2115 | 66.4051 | 164.7201
957512750 | 45.8002 | 46.1992 | 66.3532 | 164.6228
958137562.5 | 45.7933 | 46.1869 | 66.3014 | 164.5255
958762375 | 45.7863 | 46.1747 | 66.2495 | 164.4284
959387187.5 | 45.7793 | 46.1625 | 66.1976 | 164.3312
960012000 | 45.7723 | 46.1503 | 66.1457 | 164.2342
960636812.5 | 45.7653 | 46.1382 | 66.0939 | 164.1372
961261625 | 45.7571 | 46.1274 | 66.0415 | 164.0313
961886437.5 | 45.7478 | 46.118 | 65.9889 | 163.9168
962511250 | 45.7384 | 46.1086 | 65.9363 | 163.8026
963136062.5 | 45.7291 | 46.0992 | 65.8837 | 163.6885
963760875 | 45.7197 | 46.0899 | 65.8312 | 163.5745
964385687.5 | 45.7103 | 46.0806 | 65.7787 | 163.4607
965010500 | 45.7008 | 46.0713 | 65.7263 | 163.3471
965635312.5 | 45.6898 | 46.0647 | 65.6745 | 163.2489
966260125 | 45.6775 | 46.06 | 65.6231 | 163.1624
966884937.5 | 45.6652 | 46.0553 | 65.5717 | 163.0759
967509750 | 45.6529 | 46.0506 | 65.5204 | 162.9896
968134562.5 | 45.6406 | 46.046 | 65.4691 | 162.9033
968759375 | 45.6282 | 46.0415 | 65.4179 | 162.8171
969384187.5 | 45.6159 | 46.0369 | 65.3666 | 162.731
970009000 | 45.6069 | 46.0323 | 65.3163 | 162.6424
970633812.5 | 45.6001 | 46.0276 | 65.2664 | 162.5523
971258625 | 45.5933 | 46.023 | 65.2166 | 162.4624
971883437.5 | 45.5864 | 46.0184 | 65.1668 | 162.3725
972508250 | 45.5794 | 46.0138 | 65.1169 | 162.2828
973133062.5 | 45.5725 | 46.0093 | 65.0671 | 162.1931
973757875 | 45.5655 | 46.0048 | 65.0173 | 162.1036
974382687.5 | 45.5575 | 45.9977 | 64.9741 | 162.0077
975007500 | 45.5489 | 45.9895 | 64.934 | 161.9088
975632312.5 | 45.5403 | 45.9813 | 64.894 | 161.81
976257125 | 45.5317 | 45.9732 | 64.8541 | 161.7113
976881937.5 | 45.523 | 45.965 | 64.8141 | 161.6127
977506750 | 45.5143 | 45.9569 | 64.7742 | 161.5143
978131562.5 | 45.5055 | 45.9489 | 64.7344 | 161.4159
978756375 | 45.4985 | 45.9463 | 64.6993 | 161.346
979381187.5 | 45.4922 | 45.9458 | 64.6659 | 161.2868
980006000 | 45.4858 | 45.9453 | 64.6325 | 161.2276
980630812.5 | 45.4795 | 45.9449 | 64.599 | 161.1685
981255625 | 45.473 | 45.9444 | 64.5655 | 161.1095
981880437.5 | 45.4666 | 45.944 | 64.532 | 161.0505
982505250 | 45.4601 | 45.9436 | 64.4985 | 160.9916
983130062.5 | 45.4537 | 45.9348 | 64.4528 | 160.8844
983754875 | 45.4474 | 45.9237 | 64.4037 | 160.764
984379687.5 | 45.441 | 45.9126 | 64.3547 | 160.6438
985004500 | 45.4345 | 45.9016 | 64.3058 | 160.5237
985629312.5 | 45.4281 | 45.8906 | 64.257 | 160.4038
986254125 | 45.4215 | 45.8796 | 64.2082 | 160.2841
986878937.5 | 45.415 | 45.8687 | 64.1594 | 160.1646
987503750 | 45.4089 | 45.8662 | 64.1137 | 160.0919
988128562.5 | 45.4029 | 45.8653 | 64.0685 | 160.0283
988753375 | 45.3968 | 45.8645 | 64.0234 | 159.9648
989378187.5 | 45.3907 | 45.8637 | 63.9784 | 159.9013
990003000 | 45.3845 | 45.8629 | 63.9333 | 159.8379
990627812.5 | 45.3784 | 45.8621 | 63.8884 | 159.7746
991252625 | 45.3722 | 45.8614 | 63.8434 | 159.7113
991877437.5 | 45.3652 | 45.856 | 63.7962 | 159.6187
992502250 | 45.3582 | 45.8501 | 63.7488 | 159.5227
993127062.5 | 45.3512 | 45.8443 | 63.7013 | 159.4268
993751875 | 45.3441 | 45.8384 | 63.6539 | 159.3311
994376687.5 | 45.337 | 45.8326 | 63.6066 | 159.2354
995001500 | 45.3299 | 45.8268 | 63.5592 | 159.1399
995626312.5 | 45.3227 | 45.821 | 63.5119 | 159.0446
996251125 | 45.3156 | 45.8102 | 63.4782 | 158.9417
996875937.5 | 45.3084 | 45.7991 | 63.4454 | 158.8386
997500750 | 45.3012 | 45.788 | 63.4126 | 158.7356
998125562.5 | 45.2939 | 45.7769 | 63.3798 | 158.6327
998750375 | 45.2867 | 45.7659 | 63.3471 | 158.5299
999375187.5 | 45.2793 | 45.7549 | 63.3145 | 158.4272
1000000000 | 45.272 | 45.7439 | 63.2819 | 158.3247

## Parallel Values
AD9244 Analog Input SParameter Data
Parallel Configuration - See Input Configuration Sheet for Diagram
Summary: This is the tabular formatted results taken to generate the frequency responses captured and presented in
application note AN742, Frequency Domain Response of SwitchedCap ADCs. For additional information please refer to the paper sited above at www.analog.com.
NOTE: All imaginary numbers are assumed capacitive unless otherwise noted with a
AD9244 (LQFP) | Rpar (kohm) | Cpar (pF) | Rpar (kohm) | Cpar (pF)
Frequency (MHz) | Track Mode | Track Mode | Hold Mode | Hold Mode
0.3 | 29.3014 | 10.0184 | 29.2555 | 6.3039
0.92481 | 11.7826 | 2.0297 | 11.7571 | 1.3585
1.5496 | 12.7342 | 3.2531 | 12.8305 | 0.21173
2.1744 | 12.8263 | 3.7812 | 12.9996 | 0.30488
2.7992 | 13.0022 | 3.9826 | 13.1234 | 0.53882
3.4241 | 12.7753 | 4.1137 | 12.8974 | 0.66871
4.0489 | 12.9837 | 4.1613 | 13.2031 | 0.72775
4.6737 | 12.8782 | 4.2012 | 13.1804 | 0.78956
5.2985 | 12.6279 | 4.2229 | 12.9849 | 0.80745
5.9233 | 12.6812 | 4.2416 | 13.0273 | 0.83735
6.5481 | 12.5724 | 4.2511 | 12.9094 | 0.86045
7.1729 | 12.3847 | 4.3246 | 12.786 | 0.92604
7.7977 | 12.6647 | 4.2799 | 13.0885 | 0.88868
8.4226 | 13.4988 | 4.1074 | 13.9604 | 0.72526
9.0474 | 15.192 | 3.9041 | 15.6804 | 0.50484
9.6722 | 17.5121 | 3.6243 | 18.3535 | 0.22401
10.297 | 19.9966 | 3.4453 | 20.8375 | 0.032293
10.9218 | 21.8749 | 3.3616 | 23.0637 | 0.047447
11.5466 | 22.3249 | 3.3974 | 23.894 | 0.018083
12.1714 | 21.4822 | 3.4267 | 23.3596 | 0.02184
12.7963 | 20.9756 | 3.5176 | 22.6187 | 0.11144
13.4211 | 19.1778 | 3.5993 | 20.9162 | 0.19029
14.0459 | 17.9186 | 3.6879 | 19.7849 | 0.28093
14.6707 | 16.4136 | 3.7474 | 18.2482 | 0.34885
15.2955 | 15.9307 | 3.8095 | 17.8827 | 0.41342
15.9203 | 15.227 | 3.8414 | 17.1901 | 0.44673
16.5451 | 14.8597 | 3.8781 | 17.0232 | 0.48365
17.1699 | 14.6006 | 3.9191 | 16.7036 | 0.52835
17.7948 | 14.3455 | 3.9566 | 16.3772 | 0.56455
18.4196 | 13.935 | 3.9701 | 16.2108 | 0.58477
19.0444 | 13.68 | 3.9952 | 15.8243 | 0.60058
19.6692 | 13.3017 | 3.9957 | 15.5009 | 0.60744
20.294 | 13.3436 | 4.0222 | 15.8373 | 0.63576
20.9188 | 12.7993 | 4.0427 | 15.2641 | 0.65674
21.5436 | 12.3755 | 4.0631 | 14.8434 | 0.6752
22.1684 | 12.1706 | 4.0777 | 14.6847 | 0.6912
22.7932 | 12.1297 | 4.0945 | 14.7915 | 0.70449
23.4181 | 11.8117 | 4.1091 | 14.8337 | 0.71964
24.0429 | 11.3859 | 4.1204 | 14.1519 | 0.7269
24.6677 | 11.3321 | 4.1234 | 14.4846 | 0.73389
25.2925 | 11.1137 | 4.1359 | 14.2981 | 0.74355
25.9173 | 10.7653 | 4.1467 | 13.9589 | 0.75835
26.5421 | 10.6039 | 4.1468 | 14.0145 | 0.76208
27.1669 | 10.3151 | 4.1476 | 13.676 | 0.76249
27.7918 | 10.4742 | 4.1627 | 14.2046 | 0.77949
28.4166 | 10.1361 | 4.1614 | 13.8183 | 0.78015
29.0414 | 10.0923 | 4.1657 | 13.7771 | 0.78214
29.6662 | 9.7571 | 4.1783 | 13.6076 | 0.79728
30.291 | 9.7488 | 4.1809 | 13.7167 | 0.79943
30.9158 | 9.5374 | 4.1828 | 13.509 | 0.80262
31.5406 | 9.3923 | 4.1871 | 13.3883 | 0.80606
32.1654 | 9.3342 | 4.1892 | 13.7137 | 0.80808
32.7902 | 9.2476 | 4.1899 | 13.552 | 0.80974
33.4151 | 9.1135 | 4.1952 | 13.6482 | 0.81045
34.0399 | 8.8543 | 4.2015 | 13.3811 | 0.81833
34.6647 | 8.6656 | 4.2029 | 13.203 | 0.82122
35.2895 | 8.6187 | 4.2112 | 13.3268 | 0.82739
35.9143 | 8.3567 | 4.2093 | 12.9806 | 0.82571
36.5391 | 8.1974 | 4.2074 | 12.9164 | 0.82519
37.1639 | 7.997 | 4.209 | 12.8128 | 0.82796
37.7888 | 7.7924 | 4.214 | 12.6035 | 0.83126
38.4136 | 7.7231 | 4.2149 | 12.6072 | 0.83606
39.0384 | 7.6974 | 4.2114 | 12.7697 | 0.83058
39.6632 | 7.5483 | 4.2113 | 12.6558 | 0.83299
40.288 | 7.3697 | 4.2107 | 12.4958 | 0.83172
40.9128 | 7.2589 | 4.2109 | 12.4663 | 0.83608
41.5376 | 7.2089 | 4.2038 | 12.6205 | 0.82835
42.1624 | 6.9908 | 4.2118 | 12.2364 | 0.8361
42.7873 | 6.9031 | 4.2131 | 12.3431 | 0.83624
43.4121 | 6.8273 | 4.2181 | 12.2807 | 0.84161
44.0369 | 6.6692 | 4.2152 | 12.059 | 0.83825
44.6617 | 6.5631 | 4.2155 | 12.0018 | 0.8373
45.2865 | 6.4584 | 4.2176 | 11.9652 | 0.83986
45.9113 | 6.3171 | 4.2148 | 11.8013 | 0.83877
46.5361 | 6.1782 | 4.2189 | 11.5802 | 0.84202
47.1609 | 6.0743 | 4.2206 | 11.5254 | 0.84238
47.7857 | 5.9761 | 4.2132 | 11.5287 | 0.83774
48.4106 | 5.8619 | 4.2173 | 11.4014 | 0.84022
49.0354 | 5.7955 | 4.2146 | 11.4587 | 0.83819
49.6602 | 5.6721 | 4.2154 | 11.2515 | 0.84071
50.285 | 5.5778 | 4.214 | 11.2685 | 0.84178
50.9098 | 5.4586 | 4.2148 | 11.0289 | 0.84311
51.5346 | 5.4053 | 4.2069 | 11.1484 | 0.83371
52.1594 | 5.287 | 4.2081 | 10.9282 | 0.83589
52.7843 | 5.1747 | 4.2096 | 10.7281 | 0.83981
53.4091 | 5.2032 | 4.2089 | 10.9266 | 0.84146
54.0339 | 5.0916 | 4.2093 | 10.879 | 0.83997
54.6587 | 4.9949 | 4.2051 | 10.828 | 0.83593
55.2835 | 4.9194 | 4.2088 | 10.7517 | 0.83896
55.9083 | 4.8278 | 4.2059 | 10.5863 | 0.83749
56.5331 | 4.7623 | 4.2044 | 10.5679 | 0.83577
57.1579 | 4.6659 | 4.2087 | 10.4199 | 0.84006
57.7827 | 4.6189 | 4.2031 | 10.4782 | 0.83368
58.4076 | 4.4983 | 4.2003 | 10.1801 | 0.83364
59.0324 | 4.4531 | 4.1994 | 10.2662 | 0.83117
59.6572 | 4.3651 | 4.1964 | 10.1351 | 0.82839
60.282 | 4.2739 | 4.1955 | 9.9171 | 0.82963
60.9068 | 4.2017 | 4.1944 | 9.8654 | 0.8284
61.5316 | 4.1296 | 4.193 | 9.7695 | 0.82724
62.1564 | 4.0891 | 4.1893 | 9.8173 | 0.82536
62.7812 | 4.0294 | 4.189 | 9.762 | 0.82681
63.4061 | 3.9644 | 4.1876 | 9.6659 | 0.82608
64.0309 | 3.911 | 4.187 | 9.5959 | 0.82586
64.6557 | 3.8607 | 4.1858 | 9.5693 | 0.82577
65.2805 | 3.8136 | 4.1826 | 9.5753 | 0.82315
65.9053 | 3.7382 | 4.181 | 9.4068 | 0.82359
66.5301 | 3.6925 | 4.1832 | 9.3632 | 0.82306
67.1549 | 3.6406 | 4.1808 | 9.294 | 0.82251
67.7798 | 3.5881 | 4.1777 | 9.2264 | 0.8207
68.4046 | 3.5313 | 4.1791 | 9.1288 | 0.82413
69.0294 | 3.4898 | 4.1764 | 9.1572 | 0.81884
69.6542 | 3.4419 | 4.1795 | 9.108 | 0.82251
70.279 | 3.3793 | 4.1753 | 8.944 | 0.81815
70.9038 | 3.3567 | 4.1733 | 9.1042 | 0.81737
71.5286 | 3.3047 | 4.1726 | 9.0347 | 0.81873
72.1534 | 3.25 | 4.1705 | 8.9045 | 0.8188
72.7782 | 3.174 | 4.163 | 8.826 | 0.81892
73.4031 | 3.1757 | 4.1682 | 8.9424 | 0.81864
74.0279 | 3.1256 | 4.1629 | 8.8251 | 0.81552
74.6527 | 3.0872 | 4.1603 | 8.7323 | 0.81406
75.2775 | 3.0367 | 4.1587 | 8.6321 | 0.8133
75.9023 | 3.0015 | 4.1575 | 8.627 | 0.81221
76.5271 | 2.9592 | 4.1547 | 8.508 | 0.81177
77.1519 | 2.92 | 4.1538 | 8.4911 | 0.81039
77.7768 | 2.8792 | 4.1504 | 8.4034 | 0.80966
78.4016 | 2.8449 | 4.1479 | 8.4022 | 0.80758
79.0264 | 2.8166 | 4.154 | 8.3866 | 0.81433
79.6512 | 2.7781 | 4.1478 | 8.3021 | 0.80822
80.276 | 2.7355 | 4.1452 | 8.203 | 0.80572
80.9008 | 2.6969 | 4.144 | 8.1096 | 0.80698
81.5256 | 2.664 | 4.1433 | 8.1486 | 0.8048
82.1504 | 2.6169 | 4.14 | 7.9578 | 0.80382
82.7752 | 2.5862 | 4.1377 | 7.9649 | 0.80351
83.4001 | 2.5631 | 4.1363 | 8.0107 | 0.80483
84.0249 | 2.5331 | 4.135 | 7.949 | 0.80411
84.6497 | 2.502 | 4.1334 | 7.8903 | 0.80397
85.2745 | 2.4818 | 4.1343 | 7.9356 | 0.80461
85.8993 | 2.4475 | 4.1282 | 7.8287 | 0.80153
86.5241 | 2.4196 | 4.1295 | 7.7684 | 0.80432
87.1489 | 2.3911 | 4.1282 | 7.7645 | 0.80363
87.7737 | 2.3603 | 4.1274 | 7.6743 | 0.80431
88.3986 | 2.3365 | 4.1247 | 7.6634 | 0.80185
89.0234 | 2.3097 | 4.1227 | 7.6116 | 0.80065
89.6482 | 2.2828 | 4.1229 | 7.5773 | 0.8012
90.273 | 2.2527 | 4.1248 | 7.4293 | 0.80438
90.8978 | 2.2284 | 4.1227 | 7.4055 | 0.80296
91.5226 | 2.2011 | 4.1223 | 7.3905 | 0.80292
92.1474 | 2.174 | 4.1234 | 7.3485 | 0.8042
92.7722 | 2.1539 | 4.1209 | 7.348 | 0.80359
93.3971 | 2.1273 | 4.1164 | 7.2917 | 0.801
94.0219 | 2.1045 | 4.1172 | 7.2767 | 0.80266
94.6467 | 2.0796 | 4.118 | 7.2173 | 0.8056
95.2715 | 2.0535 | 4.1154 | 7.1351 | 0.80405
95.8963 | 2.0321 | 4.1137 | 7.0684 | 0.80395
96.5211 | 2.0173 | 4.113 | 7.1323 | 0.80443
97.1459 | 1.9894 | 4.111 | 6.9992 | 0.80352
97.7708 | 1.9709 | 4.1105 | 6.97 | 0.80479
98.3956 | 1.9516 | 4.1097 | 6.9494 | 0.8038
99.0204 | 1.9339 | 4.107 | 6.9404 | 0.80376
99.6452 | 1.912 | 4.1094 | 6.8389 | 0.80594
100.27 | 1.8901 | 4.1079 | 6.8192 | 0.80566
100.8948 | 1.8762 | 4.1033 | 6.8368 | 0.8028
101.5196 | 1.8565 | 4.104 | 6.7982 | 0.80354
102.1444 | 1.8339 | 4.1052 | 6.7396 | 0.80511
102.7692 | 1.8234 | 4.1002 | 6.8108 | 0.80254
103.3941 | 1.799 | 4.1008 | 6.7775 | 0.80151
104.0189 | 1.7807 | 4.0991 | 6.7734 | 0.79984
104.6437 | 1.7629 | 4.0988 | 6.6826 | 0.80354
105.2685 | 1.7435 | 4.0975 | 6.6294 | 0.80374
105.8933 | 1.728 | 4.0966 | 6.6173 | 0.80388
106.5181 | 1.7089 | 4.0962 | 6.5412 | 0.80506
107.1429 | 1.691 | 4.0937 | 6.5068 | 0.80422
107.7678 | 1.6727 | 4.0913 | 6.4655 | 0.80411
108.3926 | 1.6572 | 4.0892 | 6.4499 | 0.8045
109.0174 | 1.6433 | 4.0877 | 6.4269 | 0.80378
109.6422 | 1.6256 | 4.0863 | 6.3538 | 0.80346
110.267 | 1.6071 | 4.0862 | 6.2779 | 0.80403
110.8918 | 1.5953 | 4.0846 | 6.2847 | 0.80378
111.5166 | 1.5801 | 4.0842 | 6.2626 | 0.80494
112.1414 | 1.5629 | 4.0818 | 6.2274 | 0.80346
112.7662 | 1.5477 | 4.082 | 6.1806 | 0.80329
113.3911 | 1.5307 | 4.0794 | 6.1271 | 0.8021
114.0159 | 1.5154 | 4.0792 | 6.0868 | 0.80214
114.6407 | 1.5031 | 4.0782 | 6.1051 | 0.80223
115.2655 | 1.4843 | 4.0761 | 6.0045 | 0.80172
115.8903 | 1.4672 | 4.0759 | 5.9305 | 0.80232
116.5151 | 1.4526 | 4.0741 | 5.9088 | 0.80212
117.1399 | 1.4366 | 4.073 | 5.8258 | 0.80141
117.7648 | 1.423 | 4.0731 | 5.7936 | 0.80175
118.3896 | 1.4081 | 4.0693 | 5.7407 | 0.80188
119.0144 | 1.3954 | 4.0668 | 5.7002 | 0.80075
119.6392 | 1.3826 | 4.0652 | 5.6722 | 0.8012
120.264 | 1.3671 | 4.0634 | 5.6005 | 0.80187
120.8888 | 1.3555 | 4.061 | 5.5803 | 0.79999
121.5136 | 1.3447 | 4.0606 | 5.5439 | 0.8003
122.1384 | 1.3323 | 4.0584 | 5.5048 | 0.79911
122.7632 | 1.3191 | 4.058 | 5.5945 | 0.79839
123.3881 | 1.3058 | 4.0567 | 5.4613 | 0.79967
124.0129 | 1.2927 | 4.0553 | 5.3638 | 0.79874
124.6377 | 1.2819 | 4.0531 | 5.3684 | 0.79852
125.2625 | 1.2697 | 4.0549 | 5.3118 | 0.8005
125.8873 | 1.2564 | 4.0514 | 5.2745 | 0.79866
126.5121 | 1.2472 | 4.0503 | 5.268 | 0.79893
127.1369 | 1.2318 | 4.0467 | 5.1684 | 0.79727
127.7617 | 1.2218 | 4.046 | 5.1813 | 0.79868
128.3866 | 1.2142 | 4.0424 | 5.1853 | 0.79617
129.0114 | 1.2055 | 4.045 | 5.1972 | 0.79913
129.6362 | 1.1948 | 4.0399 | 5.1454 | 0.79768
130.261 | 1.1843 | 4.0391 | 5.1056 | 0.79858
130.8858 | 1.1741 | 4.0383 | 5.0993 | 0.79912
131.5106 | 1.167 | 4.0353 | 5.1006 | 0.79772
132.1354 | 1.1565 | 4.0344 | 5.0533 | 0.7981
132.7602 | 1.1473 | 4.0297 | 5.0177 | 0.79636
133.3851 | 1.1373 | 4.0316 | 4.9833 | 0.7983
134.0099 | 1.1277 | 4.0288 | 4.9645 | 0.79631
134.6347 | 1.1174 | 4.0283 | 4.9151 | 0.79646
135.2595 | 1.1094 | 4.0239 | 4.9189 | 0.79392
135.8843 | 1.0999 | 4.024 | 4.8583 | 0.79526
136.5091 | 1.0883 | 4.0198 | 4.8191 | 0.79316
137.1339 | 1.0819 | 4.0181 | 4.8261 | 0.7924
137.7587 | 1.0706 | 4.0151 | 4.7831 | 0.793
138.3836 | 1.0623 | 4.0151 | 4.7493 | 0.79425
139.0084 | 1.0558 | 4.0098 | 4.7547 | 0.79015
139.6332 | 1.0493 | 4.0129 | 4.7463 | 0.79452
140.258 | 1.0397 | 4.0062 | 4.7244 | 0.79082
140.8828 | 1.0322 | 4.0068 | 4.7046 | 0.79289
141.5076 | 1.023 | 4.0048 | 4.6574 | 0.79213
142.1324 | 1.0157 | 4.0027 | 4.6286 | 0.79155
142.7572 | 1.0064 | 3.9988 | 4.603 | 0.79091
143.3821 | 0.99835 | 3.9979 | 4.5753 | 0.79132
144.0069 | 0.99181 | 3.9957 | 4.5776 | 0.79048
144.6317 | 0.98441 | 3.9942 | 4.5512 | 0.79055
145.2565 | 0.9765 | 3.9933 | 4.5092 | 0.79132
145.8813 | 0.9711 | 3.9908 | 4.5427 | 0.78991
146.5061 | 0.96278 | 3.9883 | 4.4943 | 0.78925
147.1309 | 0.95466 | 3.9863 | 4.455 | 0.78898
147.7558 | 0.94801 | 3.9852 | 4.4619 | 0.78887
148.3806 | 0.94092 | 3.9818 | 4.4162 | 0.78719
149.0054 | 0.93395 | 3.9799 | 4.4027 | 0.78685
149.6302 | 0.92683 | 3.9784 | 4.3905 | 0.78723
150.255 | 0.9192 | 3.9761 | 4.3419 | 0.78776
150.8798 | 0.91284 | 3.9741 | 4.3423 | 0.78766
151.5046 | 0.9065 | 3.9723 | 4.3315 | 0.78759
152.1294 | 0.90015 | 3.9705 | 4.309 | 0.7875
152.7543 | 0.89405 | 3.968 | 4.2972 | 0.78671
153.3791 | 0.8875 | 3.9652 | 4.2638 | 0.78624
154.0039 | 0.88101 | 3.9633 | 4.2412 | 0.7866
154.6287 | 0.87475 | 3.9629 | 4.2394 | 0.78781
155.2535 | 0.86903 | 3.9617 | 4.2015 | 0.78744
155.8783 | 0.86351 | 3.9599 | 4.1926 | 0.78773
156.5031 | 0.85741 | 3.9583 | 4.1838 | 0.78832
157.1279 | 0.84991 | 3.958 | 4.1442 | 0.78895
157.7527 | 0.84626 | 3.9544 | 4.1757 | 0.78764
158.3776 | 0.84015 | 3.9526 | 4.1462 | 0.78716
159.0024 | 0.8325 | 3.9518 | 4.0938 | 0.78718
159.6272 | 0.82649 | 3.9493 | 4.073 | 0.78617
160.252 | 0.82013 | 3.9475 | 4.0421 | 0.78643
160.8768 | 0.81441 | 3.9446 | 4.0294 | 0.78569
161.5016 | 0.80945 | 3.9405 | 4.036 | 0.78385
162.1264 | 0.80409 | 3.9396 | 4.0103 | 0.78518
162.7512 | 0.79841 | 3.9371 | 3.9905 | 0.78509
163.3761 | 0.7926 | 3.9344 | 3.9618 | 0.78464
164.0009 | 0.78675 | 3.9327 | 3.9127 | 0.78452
164.6257 | 0.78138 | 3.929 | 3.9117 | 0.78256
165.2505 | 0.77567 | 3.9276 | 3.8772 | 0.78311
165.8753 | 0.77025 | 3.927 | 3.8391 | 0.78448
166.5001 | 0.76654 | 3.9236 | 3.8602 | 0.78315
167.1249 | 0.76029 | 3.9234 | 3.8033 | 0.78391
167.7498 | 0.75482 | 3.9219 | 3.7729 | 0.784
168.3746 | 0.75037 | 3.919 | 3.7759 | 0.78328
168.9994 | 0.74465 | 3.9185 | 3.7414 | 0.78408
169.6242 | 0.74066 | 3.9163 | 3.7496 | 0.78395
170.249 | 0.73566 | 3.9136 | 3.7318 | 0.78332
170.8738 | 0.72811 | 3.9111 | 3.6497 | 0.78235
171.4986 | 0.72432 | 3.9101 | 3.6558 | 0.78348
172.1234 | 0.71931 | 3.908 | 3.6311 | 0.784
172.7483 | 0.71415 | 3.9054 | 3.6011 | 0.78384
173.3731 | 0.71052 | 3.903 | 3.6039 | 0.78273
173.9979 | 0.70585 | 3.9008 | 3.579 | 0.78309
174.6227 | 0.70138 | 3.8982 | 3.5624 | 0.78302
175.2475 | 0.69718 | 3.8957 | 3.5531 | 0.78268
175.8723 | 0.69272 | 3.895 | 3.5272 | 0.78406
176.4971 | 0.68911 | 3.8918 | 3.5275 | 0.78279
177.1219 | 0.68491 | 3.8893 | 3.5128 | 0.78255
177.7467 | 0.6796 | 3.8891 | 3.4675 | 0.78486
178.3716 | 0.67696 | 3.8865 | 3.4904 | 0.78375
178.9964 | 0.67272 | 3.8856 | 3.4748 | 0.7842
179.6212 | 0.66833 | 3.8848 | 3.4544 | 0.78478
180.246 | 0.66554 | 3.8819 | 3.4717 | 0.78362
180.8708 | 0.66117 | 3.8806 | 3.444 | 0.78447
181.4956 | 0.65697 | 3.8787 | 3.4266 | 0.78491
182.1204 | 0.65292 | 3.8762 | 3.4161 | 0.78484
182.7452 | 0.64838 | 3.8742 | 3.3822 | 0.78468
183.3701 | 0.64478 | 3.8724 | 3.38 | 0.78566
183.9949 | 0.64139 | 3.8705 | 3.3766 | 0.78616
184.6197 | 0.63797 | 3.8681 | 3.3622 | 0.78562
185.2445 | 0.63449 | 3.8644 | 3.3612 | 0.78455
185.8693 | 0.63004 | 3.863 | 3.3287 | 0.78554
186.4941 | 0.6259 | 3.8616 | 3.3004 | 0.78644
187.1189 | 0.62333 | 3.8576 | 3.3116 | 0.78513
187.7437 | 0.61907 | 3.8558 | 3.2756 | 0.78509
188.3686 | 0.6157 | 3.8538 | 3.2569 | 0.78509
188.9934 | 0.61274 | 3.8516 | 3.2473 | 0.78505
189.6182 | 0.60855 | 3.8491 | 3.2153 | 0.78492
190.243 | 0.60491 | 3.847 | 3.1929 | 0.78434
190.8678 | 0.60137 | 3.8446 | 3.1778 | 0.78387
191.4926 | 0.59784 | 3.8418 | 3.1692 | 0.78367
192.1174 | 0.59453 | 3.84 | 3.151 | 0.78343
192.7422 | 0.59062 | 3.8374 | 3.1259 | 0.78304
193.3671 | 0.5866 | 3.8349 | 3.0999 | 0.78306
193.9919 | 0.58281 | 3.8336 | 3.0776 | 0.78401
194.6167 | 0.57893 | 3.8297 | 3.0489 | 0.78301
195.2415 | 0.57582 | 3.8261 | 3.0326 | 0.78194
195.8663 | 0.57302 | 3.8227 | 3.0211 | 0.78089
196.4911 | 0.56966 | 3.8196 | 2.9994 | 0.77984
197.1159 | 0.56643 | 3.8179 | 2.9803 | 0.78005
197.7407 | 0.56334 | 3.8152 | 2.9653 | 0.77983
198.3656 | 0.56036 | 3.8109 | 2.9544 | 0.77887
198.9904 | 0.55705 | 3.8084 | 2.9294 | 0.77831
199.6152 | 0.55372 | 3.8061 | 2.9038 | 0.77775
200.24 | 0.55128 | 3.8028 | 2.9021 | 0.77658
200.8648 | 0.5488 | 3.7996 | 2.9002 | 0.77544
201.4896 | 0.54571 | 3.7966 | 2.8898 | 0.77477
202.1144 | 0.5427 | 3.7938 | 2.8779 | 0.77418
202.7392 | 0.53992 | 3.7919 | 2.8612 | 0.77391
203.3641 | 0.53704 | 3.7895 | 2.8465 | 0.77346
203.9889 | 0.53389 | 3.7857 | 2.8375 | 0.77263
204.6137 | 0.53091 | 3.7825 | 2.8249 | 0.77201
205.2385 | 0.52816 | 3.7801 | 2.8074 | 0.77175
205.8633 | 0.5257 | 3.778 | 2.8019 | 0.77179
206.4881 | 0.52353 | 3.7762 | 2.8078 | 0.77215
207.1129 | 0.52076 | 3.7726 | 2.7988 | 0.77195
207.7377 | 0.51761 | 3.768 | 2.7796 | 0.77137
208.3626 | 0.51529 | 3.7662 | 2.7738 | 0.77163
208.9874 | 0.51331 | 3.7656 | 2.7734 | 0.77221
209.6122 | 0.51094 | 3.7622 | 2.7706 | 0.77186
210.237 | 0.5085 | 3.7583 | 2.7677 | 0.77124
210.8618 | 0.50618 | 3.7575 | 2.7602 | 0.77171
211.4866 | 0.50389 | 3.7571 | 2.7527 | 0.77227
212.1114 | 0.50223 | 3.7547 | 2.763 | 0.77218
212.7363 | 0.50041 | 3.7523 | 2.7698 | 0.77208
213.3611 | 0.49746 | 3.7491 | 2.7527 | 0.77187
213.9859 | 0.4947 | 3.7463 | 2.7374 | 0.77171
214.6107 | 0.49252 | 3.7446 | 2.73 | 0.77177
215.2355 | 0.49031 | 3.7426 | 2.7263 | 0.77159
215.8603 | 0.48805 | 3.7397 | 2.7307 | 0.77097
216.4851 | 0.48575 | 3.7374 | 2.7273 | 0.77114
217.1099 | 0.48341 | 3.736 | 2.7134 | 0.77239
217.7347 | 0.48113 | 3.7338 | 2.7013 | 0.773
218.3596 | 0.47889 | 3.7311 | 2.6903 | 0.77304
218.9844 | 0.47671 | 3.7287 | 2.6865 | 0.77305
219.6092 | 0.47457 | 3.7265 | 2.6867 | 0.773
220.234 | 0.47281 | 3.7246 | 2.6859 | 0.77321
220.8588 | 0.47118 | 3.7229 | 2.6849 | 0.77347
221.4836 | 0.46888 | 3.7187 | 2.6718 | 0.77229
222.1084 | 0.46648 | 3.714 | 2.6568 | 0.77082
222.7332 | 0.46458 | 3.7123 | 2.6551 | 0.77111
223.3581 | 0.46271 | 3.7108 | 2.6537 | 0.77148
223.9829 | 0.46045 | 3.7084 | 2.6473 | 0.77096
224.6077 | 0.45819 | 3.706 | 2.6394 | 0.77065
225.2325 | 0.45584 | 3.704 | 2.6268 | 0.77151
225.8573 | 0.4536 | 3.7019 | 2.6157 | 0.77223
226.4821 | 0.45166 | 3.6996 | 2.6094 | 0.7726
227.1069 | 0.44966 | 3.6968 | 2.602 | 0.77236
227.7318 | 0.44756 | 3.6933 | 2.5923 | 0.77106
228.3566 | 0.44561 | 3.6902 | 2.5832 | 0.77039
228.9814 | 0.44383 | 3.6877 | 2.5744 | 0.77044
229.6062 | 0.44178 | 3.6848 | 2.5669 | 0.77005
230.231 | 0.43953 | 3.6818 | 2.5602 | 0.76929
230.8558 | 0.43751 | 3.679 | 2.5489 | 0.76906
231.4806 | 0.43562 | 3.6763 | 2.5356 | 0.76906
232.1054 | 0.43375 | 3.6739 | 2.5255 | 0.7694
232.7303 | 0.4319 | 3.6716 | 2.5165 | 0.76984
233.3551 | 0.4299 | 3.6687 | 2.5067 | 0.76913
233.9799 | 0.4279 | 3.6658 | 2.4968 | 0.76826
234.6047 | 0.42628 | 3.6644 | 2.4925 | 0.76823
235.2295 | 0.42465 | 3.6629 | 2.4878 | 0.76815
235.8543 | 0.42252 | 3.6586 | 2.4797 | 0.76712
236.4791 | 0.42043 | 3.6549 | 2.4702 | 0.76648
237.1039 | 0.41845 | 3.6537 | 2.4553 | 0.76767
237.7287 | 0.41657 | 3.6521 | 2.4443 | 0.76838
238.3536 | 0.41492 | 3.6496 | 2.4429 | 0.76793
238.9784 | 0.41321 | 3.6465 | 2.4383 | 0.76746
239.6032 | 0.4114 | 3.6427 | 2.4284 | 0.76696
240.228 | 0.40957 | 3.6393 | 2.4175 | 0.7665
240.8528 | 0.40774 | 3.6366 | 2.4057 | 0.76606
241.4776 | 0.40595 | 3.6333 | 2.3955 | 0.76547
242.1024 | 0.4042 | 3.6296 | 2.3866 | 0.76477
242.7272 | 0.40248 | 3.6277 | 2.3756 | 0.76486
243.3521 | 0.40078 | 3.6265 | 2.364 | 0.7653
243.9769 | 0.39929 | 3.6253 | 2.3627 | 0.76558
244.6017 | 0.39786 | 3.624 | 2.3641 | 0.76582
245.2265 | 0.39607 | 3.6212 | 2.3515 | 0.76625
245.8513 | 0.39426 | 3.6183 | 2.3372 | 0.7667
246.4761 | 0.39287 | 3.6155 | 2.3347 | 0.76574
247.1009 | 0.39143 | 3.6127 | 2.3309 | 0.76486
247.7257 | 0.38953 | 3.6095 | 2.3183 | 0.76472
248.3506 | 0.38776 | 3.6065 | 2.3084 | 0.76458
248.9754 | 0.38647 | 3.6048 | 2.3093 | 0.76447
249.6002 | 0.38512 | 3.603 | 2.3093 | 0.76468
250.225 | 0.38362 | 3.6013 | 2.3071 | 0.76564
250.8498 | 0.38214 | 3.5987 | 2.3021 | 0.76581
251.4746 | 0.38068 | 3.5952 | 2.2929 | 0.76484
252.0994 | 0.37921 | 3.5921 | 2.2849 | 0.76465
252.7242 | 0.37771 | 3.5897 | 2.2783 | 0.76517
253.3491 | 0.37613 | 3.5869 | 2.2701 | 0.76522
253.9739 | 0.37449 | 3.5841 | 2.2612 | 0.76499
254.5987 | 0.37312 | 3.5823 | 2.2551 | 0.7655
255.2235 | 0.37186 | 3.5809 | 2.2503 | 0.76629
255.8483 | 0.37045 | 3.5784 | 2.2467 | 0.76602
256.4731 | 0.36902 | 3.5757 | 2.2433 | 0.76553
257.0979 | 0.36768 | 3.574 | 2.2371 | 0.76615
257.7228 | 0.36636 | 3.5724 | 2.2307 | 0.76684
258.3476 | 0.36516 | 3.5705 | 2.2297 | 0.76681
258.9724 | 0.36391 | 3.5684 | 2.2277 | 0.76674
259.5972 | 0.36236 | 3.5654 | 2.2199 | 0.76655
260.222 | 0.36084 | 3.5626 | 2.2126 | 0.76641
260.8468 | 0.35944 | 3.5602 | 2.2064 | 0.76648
261.4716 | 0.35801 | 3.5572 | 2.2001 | 0.76617
262.0964 | 0.35652 | 3.5527 | 2.1934 | 0.76516
262.7212 | 0.35512 | 3.5501 | 2.1861 | 0.76524
263.3461 | 0.35384 | 3.5498 | 2.1779 | 0.76665
263.9709 | 0.35265 | 3.5475 | 2.1719 | 0.76662
264.5957 | 0.35154 | 3.5434 | 2.1678 | 0.76539
265.2205 | 0.3503 | 3.5398 | 2.1587 | 0.76477
265.8453 | 0.349 | 3.5364 | 2.147 | 0.76449
266.4701 | 0.34779 | 3.5343 | 2.1422 | 0.76479
267.0949 | 0.34661 | 3.5327 | 2.1395 | 0.7653
267.7197 | 0.34518 | 3.5294 | 2.1309 | 0.76432
268.3446 | 0.34371 | 3.5259 | 2.1212 | 0.76309
268.9694 | 0.34242 | 3.5241 | 2.1137 | 0.76381
269.5942 | 0.34115 | 3.5224 | 2.1066 | 0.76449
270.219 | 0.3401 | 3.5197 | 2.1051 | 0.7634
270.8438 | 0.33898 | 3.5169 | 2.1015 | 0.76259
271.4686 | 0.33755 | 3.5142 | 2.0868 | 0.76315
272.0934 | 0.33623 | 3.5114 | 2.0759 | 0.76361
272.7183 | 0.33519 | 3.5083 | 2.0744 | 0.76378
273.3431 | 0.33403 | 3.5056 | 2.0705 | 0.7638
273.9679 | 0.33269 | 3.5034 | 2.0623 | 0.76358
274.5927 | 0.33136 | 3.501 | 2.0533 | 0.76337
275.2175 | 0.33014 | 3.4975 | 2.0397 | 0.76327
275.8423 | 0.32893 | 3.4941 | 2.0263 | 0.76317
276.4671 | 0.32777 | 3.4909 | 2.0172 | 0.76276
277.0919 | 0.32666 | 3.488 | 2.0118 | 0.76208
277.7167 | 0.32556 | 3.4851 | 2.0065 | 0.7614
278.3416 | 0.32441 | 3.482 | 2.002 | 0.76087
278.9664 | 0.32327 | 3.4789 | 1.9973 | 0.76036
279.5912 | 0.32211 | 3.4763 | 1.9911 | 0.76013
280.216 | 0.32092 | 3.4747 | 1.9816 | 0.76061
280.8408 | 0.31973 | 3.4732 | 1.9722 | 0.76108
281.4656 | 0.31861 | 3.4708 | 1.966 | 0.76127
282.0904 | 0.31753 | 3.4679 | 1.9614 | 0.76133
282.7153 | 0.31644 | 3.465 | 1.9568 | 0.76136
283.3401 | 0.31522 | 3.4609 | 1.9471 | 0.76055
283.9649 | 0.31401 | 3.4569 | 1.9373 | 0.75975
284.5897 | 0.31287 | 3.4536 | 1.9281 | 0.7594
285.2145 | 0.31184 | 3.4514 | 1.9199 | 0.75971
285.8393 | 0.31082 | 3.4492 | 1.9116 | 0.75999
286.4641 | 0.30977 | 3.4465 | 1.9069 | 0.75964
287.0889 | 0.30872 | 3.4437 | 1.9034 | 0.75909
287.7137 | 0.30767 | 3.4409 | 1.8992 | 0.75862
288.3386 | 0.30659 | 3.4381 | 1.8909 | 0.75856
288.9634 | 0.30551 | 3.4353 | 1.8826 | 0.75851
289.5882 | 0.30456 | 3.4331 | 1.8766 | 0.75866
290.213 | 0.30371 | 3.4314 | 1.8726 | 0.75897
290.8378 | 0.30287 | 3.4296 | 1.8685 | 0.75928
291.4626 | 0.3017 | 3.4271 | 1.8625 | 0.75924
292.0874 | 0.3005 | 3.4245 | 1.8565 | 0.75916
292.7122 | 0.29938 | 3.4219 | 1.85 | 0.75917
293.3371 | 0.29847 | 3.4196 | 1.8423 | 0.75943
293.9619 | 0.29757 | 3.4172 | 1.8348 | 0.7597
294.5867 | 0.29664 | 3.4147 | 1.8307 | 0.75989
295.2115 | 0.2957 | 3.412 | 1.8282 | 0.76003
295.8363 | 0.29476 | 3.4094 | 1.8255 | 0.76015
296.4611 | 0.29376 | 3.4063 | 1.8204 | 0.75967
297.0859 | 0.29277 | 3.4032 | 1.8153 | 0.75918
297.7108 | 0.29185 | 3.4006 | 1.8094 | 0.75925
298.3356 | 0.29101 | 3.3986 | 1.8025 | 0.76012
298.9604 | 0.29017 | 3.3967 | 1.7957 | 0.76098
299.5852 | 0.2894 | 3.3945 | 1.7952 | 0.76081
300.21 | 0.28866 | 3.3922 | 1.7963 | 0.76037
300.8348 | 0.28786 | 3.3899 | 1.7959 | 0.76012
301.4596 | 0.2868 | 3.3877 | 1.788 | 0.76078
302.0844 | 0.28575 | 3.3855 | 1.78 | 0.76143
302.7092 | 0.28488 | 3.3836 | 1.7764 | 0.76186
303.3341 | 0.28416 | 3.3819 | 1.7766 | 0.76209
303.9589 | 0.28345 | 3.3802 | 1.7767 | 0.76233
304.5837 | 0.28251 | 3.3773 | 1.7706 | 0.76205
305.2085 | 0.28155 | 3.3744 | 1.764 | 0.76174
305.8333 | 0.28064 | 3.3714 | 1.7584 | 0.76142
306.4581 | 0.27987 | 3.3682 | 1.7553 | 0.76111
307.0829 | 0.27909 | 3.3651 | 1.7521 | 0.76079
307.7077 | 0.27828 | 3.3626 | 1.7477 | 0.76082
308.3326 | 0.27745 | 3.3603 | 1.7429 | 0.76103
308.9574 | 0.27661 | 3.3581 | 1.738 | 0.76125
309.5822 | 0.27572 | 3.356 | 1.7327 | 0.76165
310.207 | 0.27483 | 3.3539 | 1.7275 | 0.76206
310.8318 | 0.27403 | 3.3517 | 1.7234 | 0.76234
311.4566 | 0.27334 | 3.3492 | 1.7208 | 0.76245
312.0814 | 0.27266 | 3.3467 | 1.718 | 0.76257
312.7063 | 0.27186 | 3.3439 | 1.7154 | 0.76235
313.3311 | 0.27104 | 3.341 | 1.7129 | 0.76206
313.9559 | 0.27022 | 3.3382 | 1.7098 | 0.76171
314.5807 | 0.26943 | 3.3353 | 1.7045 | 0.76115
315.2055 | 0.26865 | 3.3324 | 1.6993 | 0.7606
315.8303 | 0.26787 | 3.3301 | 1.6958 | 0.76057
316.4551 | 0.26709 | 3.3281 | 1.6937 | 0.76097
317.0799 | 0.26632 | 3.3261 | 1.6916 | 0.76138
317.7047 | 0.26564 | 3.323 | 1.6886 | 0.76088
318.3296 | 0.26498 | 3.3198 | 1.6854 | 0.76031
318.9544 | 0.26427 | 3.3167 | 1.6807 | 0.75979
319.5792 | 0.26346 | 3.3137 | 1.6724 | 0.75938
320.204 | 0.26265 | 3.3107 | 1.6642 | 0.75898
320.8288 | 0.26195 | 3.3079 | 1.6611 | 0.75882
321.4536 | 0.2613 | 3.3051 | 1.6603 | 0.7588
322.0784 | 0.26065 | 3.3023 | 1.6594 | 0.75878
322.7033 | 0.25993 | 3.3004 | 1.6566 | 0.75895
323.3281 | 0.25921 | 3.2985 | 1.6536 | 0.75912
323.9529 | 0.2585 | 3.2963 | 1.6503 | 0.75937
324.5777 | 0.2578 | 3.2934 | 1.6464 | 0.75972
325.2025 | 0.2571 | 3.2906 | 1.6425 | 0.76007
325.8273 | 0.25638 | 3.2882 | 1.639 | 0.75983
326.4521 | 0.25564 | 3.2859 | 1.6355 | 0.75945
327.0769 | 0.25491 | 3.2836 | 1.6317 | 0.75917
327.7018 | 0.25416 | 3.281 | 1.6265 | 0.75932
328.3266 | 0.25342 | 3.2785 | 1.6213 | 0.75948
328.9514 | 0.25269 | 3.2759 | 1.6173 | 0.75961
329.5762 | 0.25198 | 3.2734 | 1.6143 | 0.75973
330.201 | 0.25127 | 3.2709 | 1.6113 | 0.75984
330.8258 | 0.25066 | 3.2678 | 1.6065 | 0.75943
331.4506 | 0.25005 | 3.2648 | 1.6016 | 0.75898
332.0754 | 0.24943 | 3.2621 | 1.5969 | 0.75871
332.7002 | 0.24878 | 3.2601 | 1.5926 | 0.75885
333.3251 | 0.24814 | 3.2581 | 1.5882 | 0.75899
333.9499 | 0.24751 | 3.2557 | 1.5858 | 0.75887
334.5747 | 0.24689 | 3.253 | 1.5843 | 0.75863
335.1995 | 0.24627 | 3.2504 | 1.5826 | 0.7584
335.8243 | 0.24553 | 3.248 | 1.5776 | 0.75845
336.4491 | 0.2448 | 3.2457 | 1.5727 | 0.75851
337.0739 | 0.24414 | 3.2435 | 1.5683 | 0.75869
337.6987 | 0.24357 | 3.2416 | 1.5644 | 0.75904
338.3236 | 0.24301 | 3.2396 | 1.5606 | 0.75939
338.9484 | 0.24231 | 3.2373 | 1.5559 | 0.75961
339.5732 | 0.24158 | 3.2349 | 1.551 | 0.7598
340.198 | 0.24087 | 3.2324 | 1.5459 | 0.75991
340.8228 | 0.24021 | 3.2289 | 1.54 | 0.75965
341.4476 | 0.23955 | 3.2255 | 1.5341 | 0.75939
342.0724 | 0.23901 | 3.2232 | 1.5314 | 0.75954
342.6972 | 0.23856 | 3.2217 | 1.531 | 0.76003
343.3221 | 0.23811 | 3.2204 | 1.5307 | 0.76051
343.9469 | 0.23743 | 3.2179 | 1.527 | 0.7605
344.5717 | 0.23674 | 3.2154 | 1.5231 | 0.76046
345.1965 | 0.2361 | 3.2131 | 1.5192 | 0.76061
345.8213 | 0.23554 | 3.2112 | 1.5155 | 0.76119
346.4461 | 0.235 | 3.2092 | 1.5117 | 0.76177
347.0709 | 0.23436 | 3.2072 | 1.508 | 0.76192
347.6957 | 0.23368 | 3.2052 | 1.5042 | 0.76188
348.3206 | 0.23301 | 3.2032 | 1.5004 | 0.76187
348.9454 | 0.2324 | 3.2005 | 1.4949 | 0.76224
349.5702 | 0.23179 | 3.1978 | 1.4895 | 0.76261
350.195 | 0.2312 | 3.1956 | 1.4854 | 0.76294
350.8198 | 0.23065 | 3.1939 | 1.4828 | 0.76323
351.4446 | 0.23009 | 3.1923 | 1.4802 | 0.76352
352.0694 | 0.22961 | 3.19 | 1.4779 | 0.76375
352.6942 | 0.22914 | 3.1875 | 1.4759 | 0.76396
353.3191 | 0.22862 | 3.185 | 1.4732 | 0.76417
353.9439 | 0.22794 | 3.1827 | 1.4681 | 0.7644
354.5687 | 0.22725 | 3.1804 | 1.463 | 0.76463
355.1935 | 0.22671 | 3.1783 | 1.4597 | 0.76489
355.8183 | 0.22628 | 3.1764 | 1.4577 | 0.76515
356.4431 | 0.22586 | 3.1744 | 1.4556 | 0.76542
357.0679 | 0.22535 | 3.1733 | 1.4545 | 0.76598
357.6927 | 0.22484 | 3.1722 | 1.4534 | 0.76656
358.3176 | 0.22429 | 3.1703 | 1.4509 | 0.76682
358.9424 | 0.22369 | 3.1666 | 1.4452 | 0.76638
359.5672 | 0.22308 | 3.1628 | 1.4395 | 0.76595
360.192 | 0.22255 | 3.1605 | 1.4366 | 0.7662
360.8168 | 0.22205 | 3.1589 | 1.4348 | 0.76674
361.4416 | 0.22155 | 3.1572 | 1.433 | 0.76725
362.0664 | 0.22101 | 3.1553 | 1.4319 | 0.76733
362.6912 | 0.22048 | 3.1533 | 1.4308 | 0.76741
363.3161 | 0.21996 | 3.1507 | 1.4273 | 0.76756
363.9409 | 0.21947 | 3.1471 | 1.4209 | 0.76779
364.5657 | 0.21898 | 3.1435 | 1.4145 | 0.76802
365.1905 | 0.21849 | 3.1417 | 1.4122 | 0.76811
365.8153 | 0.21801 | 3.1402 | 1.4107 | 0.76818
366.4401 | 0.21752 | 3.1385 | 1.4092 | 0.76816
367.0649 | 0.21702 | 3.1356 | 1.4076 | 0.76778
367.6897 | 0.21651 | 3.1327 | 1.4061 | 0.76741
368.3146 | 0.21601 | 3.1309 | 1.403 | 0.76754
368.9394 | 0.2155 | 3.1299 | 1.3989 | 0.76804
369.5642 | 0.21499 | 3.1289 | 1.3948 | 0.76853
370.189 | 0.2145 | 3.1267 | 1.3922 | 0.7689
370.8138 | 0.21401 | 3.1244 | 1.3897 | 0.76926
371.4386 | 0.2135 | 3.1219 | 1.3861 | 0.76935
372.0634 | 0.21293 | 3.1186 | 1.3803 | 0.76884
372.6882 | 0.21237 | 3.1154 | 1.3745 | 0.76834
373.3131 | 0.21189 | 3.1133 | 1.3708 | 0.76871
373.9379 | 0.21146 | 3.1118 | 1.368 | 0.76945
374.5627 | 0.21102 | 3.1101 | 1.3652 | 0.77009
375.1875 | 0.21057 | 3.1069 | 1.3635 | 0.76944
375.8123 | 0.21011 | 3.1036 | 1.3617 | 0.7688
376.4371 | 0.20967 | 3.1007 | 1.3595 | 0.76843
377.0619 | 0.20926 | 3.0983 | 1.3568 | 0.76838
377.6868 | 0.20884 | 3.0959 | 1.3541 | 0.76833
378.3116 | 0.20838 | 3.0941 | 1.3504 | 0.76886
378.9364 | 0.20791 | 3.0926 | 1.3465 | 0.7695
379.5612 | 0.20744 | 3.091 | 1.3426 | 0.77014
380.186 | 0.20699 | 3.0891 | 1.3403 | 0.77028
380.8108 | 0.20654 | 3.0872 | 1.3384 | 0.77025
381.4356 | 0.20608 | 3.0852 | 1.3365 | 0.77023
382.0604 | 0.20563 | 3.0831 | 1.3345 | 0.77022
382.6852 | 0.20512 | 3.0808 | 1.3323 | 0.77018
383.3101 | 0.20462 | 3.0785 | 1.3299 | 0.77016
383.9349 | 0.20412 | 3.0761 | 1.3276 | 0.77013
384.5597 | 0.20368 | 3.0738 | 1.3247 | 0.77023
385.1845 | 0.2033 | 3.0715 | 1.3213 | 0.77046
385.8093 | 0.20293 | 3.0691 | 1.318 | 0.77068
386.4341 | 0.20255 | 3.0668 | 1.3147 | 0.7709
387.0589 | 0.20218 | 3.0651 | 1.3128 | 0.77129
387.6837 | 0.20181 | 3.0634 | 1.3111 | 0.77172
388.3086 | 0.20144 | 3.0618 | 1.3095 | 0.77215
388.9334 | 0.20104 | 3.0599 | 1.3073 | 0.77244
389.5582 | 0.20058 | 3.0574 | 1.3039 | 0.77225
390.183 | 0.20012 | 3.0548 | 1.3004 | 0.77207
390.8078 | 0.19966 | 3.0522 | 1.297 | 0.77189
391.4326 | 0.19923 | 3.0497 | 1.2937 | 0.77188
392.0574 | 0.19882 | 3.0473 | 1.2906 | 0.77199
392.6822 | 0.19841 | 3.0449 | 1.2875 | 0.7721
393.3071 | 0.198 | 3.0425 | 1.2844 | 0.77221
393.9319 | 0.19759 | 3.0408 | 1.2827 | 0.77261
394.5567 | 0.19718 | 3.0391 | 1.281 | 0.77302
395.1815 | 0.19678 | 3.0374 | 1.2793 | 0.77343
395.8063 | 0.19636 | 3.0354 | 1.2771 | 0.77371
396.4311 | 0.19592 | 3.0331 | 1.2741 | 0.77377
397.0559 | 0.19548 | 3.0308 | 1.271 | 0.77382
397.6807 | 0.19504 | 3.0285 | 1.268 | 0.77388
398.3056 | 0.19468 | 3.0262 | 1.2646 | 0.77406
398.9304 | 0.19435 | 3.0238 | 1.2609 | 0.77429
399.5552 | 0.19402 | 3.0214 | 1.2573 | 0.77453
400.18 | 0.19367 | 3.0191 | 1.2538 | 0.77479
400.8048 | 0.19324 | 3.0175 | 1.2521 | 0.7752
401.4296 | 0.1928 | 3.016 | 1.2504 | 0.77562
402.0544 | 0.19237 | 3.0145 | 1.2487 | 0.77603
402.6793 | 0.19198 | 3.0126 | 1.2467 | 0.77625
403.3041 | 0.19163 | 3.0103 | 1.2442 | 0.77623
403.9289 | 0.19128 | 3.008 | 1.2417 | 0.77621
404.5537 | 0.19094 | 3.0058 | 1.2392 | 0.7762
405.1785 | 0.19054 | 3.0038 | 1.237 | 0.77658
405.8033 | 0.19013 | 3.0019 | 1.2349 | 0.77704
406.4281 | 0.18972 | 3 | 1.2328 | 0.7775
407.0529 | 0.18934 | 2.998 | 1.2308 | 0.77792
407.6778 | 0.18904 | 2.9956 | 1.2296 | 0.77813
408.3026 | 0.18874 | 2.9932 | 1.2284 | 0.77834
408.9274 | 0.18845 | 2.9908 | 1.2272 | 0.77856
409.5522 | 0.18813 | 2.9887 | 1.2255 | 0.77869
410.177 | 0.18779 | 2.9867 | 1.2236 | 0.77876
410.8018 | 0.18745 | 2.9847 | 1.2216 | 0.77883
411.4266 | 0.18711 | 2.9828 | 1.2196 | 0.77891
412.0514 | 0.18666 | 2.9813 | 1.2174 | 0.77988
412.6762 | 0.18619 | 2.9799 | 1.2153 | 0.7809
413.3011 | 0.18573 | 2.9785 | 1.2131 | 0.78192
413.9259 | 0.18535 | 2.9768 | 1.2113 | 0.78245
414.5507 | 0.18514 | 2.9746 | 1.2101 | 0.78191
415.1755 | 0.18493 | 2.9723 | 1.2088 | 0.78136
415.8003 | 0.18472 | 2.9701 | 1.2075 | 0.78081
416.4251 | 0.18438 | 2.9674 | 1.2049 | 0.78045
417.0499 | 0.18399 | 2.9646 | 1.2017 | 0.78016
417.6747 | 0.18359 | 2.9617 | 1.1986 | 0.77988
418.2996 | 0.1832 | 2.9589 | 1.1955 | 0.77962
418.9244 | 0.18288 | 2.9566 | 1.1934 | 0.77972
419.5492 | 0.18255 | 2.9544 | 1.1913 | 0.77983
420.174 | 0.18222 | 2.9522 | 1.1893 | 0.77995
420.7988 | 0.18193 | 2.9502 | 1.1876 | 0.78014
421.4236 | 0.18168 | 2.9486 | 1.1862 | 0.78046
422.0484 | 0.18143 | 2.947 | 1.1849 | 0.78078
422.6732 | 0.18119 | 2.9454 | 1.1836 | 0.7811
423.2981 | 0.18086 | 2.943 | 1.181 | 0.78089
423.9229 | 0.18051 | 2.9403 | 1.178 | 0.78054
424.5477 | 0.18015 | 2.9376 | 1.1751 | 0.7802
425.1725 | 0.17981 | 2.935 | 1.1724 | 0.77991
425.7973 | 0.17951 | 2.933 | 1.1713 | 0.77992
426.4221 | 0.17922 | 2.9309 | 1.1701 | 0.77993
427.0469 | 0.17892 | 2.9288 | 1.169 | 0.77995
427.6717 | 0.17859 | 2.9271 | 1.1676 | 0.78002
428.2966 | 0.17822 | 2.9257 | 1.1661 | 0.78013
428.9214 | 0.17786 | 2.9242 | 1.1646 | 0.78024
429.5462 | 0.17749 | 2.9228 | 1.1631 | 0.78035
430.171 | 0.17723 | 2.9199 | 1.1613 | 0.78041
430.7958 | 0.17699 | 2.9168 | 1.1596 | 0.78048
431.4206 | 0.17675 | 2.9137 | 1.1578 | 0.78055
432.0454 | 0.17649 | 2.9108 | 1.1557 | 0.78059
432.6703 | 0.17619 | 2.9083 | 1.1529 | 0.78054
433.2951 | 0.17589 | 2.9057 | 1.15 | 0.7805
433.9199 | 0.17559 | 2.9031 | 1.1471 | 0.78046
434.5447 | 0.1753 | 2.9012 | 1.1452 | 0.78048
435.1695 | 0.17503 | 2.8995 | 1.1438 | 0.78054
435.7943 | 0.17476 | 2.8978 | 1.1425 | 0.7806
436.4191 | 0.17449 | 2.8962 | 1.1411 | 0.78067
437.0439 | 0.17417 | 2.8943 | 1.1396 | 0.78069
437.6687 | 0.17385 | 2.8923 | 1.1381 | 0.78072
438.2936 | 0.17353 | 2.8904 | 1.1365 | 0.78075
438.9184 | 0.17322 | 2.8882 | 1.1347 | 0.78081
439.5432 | 0.17293 | 2.8857 | 1.1323 | 0.78091
440.168 | 0.17263 | 2.8832 | 1.13 | 0.781
440.7928 | 0.17233 | 2.8808 | 1.1276 | 0.7811
441.4176 | 0.17208 | 2.8785 | 1.1248 | 0.78142
442.0424 | 0.17184 | 2.8763 | 1.1219 | 0.78181
442.6672 | 0.1716 | 2.8742 | 1.1189 | 0.78222
443.2921 | 0.17136 | 2.8721 | 1.1163 | 0.78258
443.9169 | 0.17108 | 2.8708 | 1.1158 | 0.78265
444.5417 | 0.17081 | 2.8696 | 1.1154 | 0.78272
445.1665 | 0.17053 | 2.8683 | 1.115 | 0.7828
445.7913 | 0.17024 | 2.8667 | 1.1138 | 0.78293
446.4161 | 0.16994 | 2.8646 | 1.1119 | 0.78311
447.0409 | 0.16964 | 2.8626 | 1.1101 | 0.7833
447.6658 | 0.16934 | 2.8606 | 1.1082 | 0.78349
448.2906 | 0.16907 | 2.8585 | 1.1062 | 0.78352
448.9154 | 0.16882 | 2.8564 | 1.1042 | 0.78352
449.5402 | 0.16856 | 2.8543 | 1.1022 | 0.78352
450.165 | 0.16829 | 2.8523 | 1.1003 | 0.78365
450.7898 | 0.16798 | 2.8502 | 1.0987 | 0.78419
451.4146 | 0.16767 | 2.8482 | 1.0971 | 0.78473
452.0394 | 0.16736 | 2.8461 | 1.0954 | 0.78527
452.6642 | 0.16708 | 2.8439 | 1.0934 | 0.78545
453.2891 | 0.16682 | 2.8416 | 1.0912 | 0.78539
453.9139 | 0.16656 | 2.8393 | 1.0889 | 0.78534
454.5387 | 0.1663 | 2.8371 | 1.0867 | 0.78529
455.1635 | 0.16607 | 2.8353 | 1.0854 | 0.78552
455.7883 | 0.16584 | 2.8335 | 1.0841 | 0.78575
456.4131 | 0.16561 | 2.8317 | 1.0828 | 0.78599
457.0379 | 0.16537 | 2.83 | 1.0815 | 0.78622
457.6628 | 0.16509 | 2.8284 | 1.0802 | 0.78642
458.2876 | 0.16482 | 2.8268 | 1.0789 | 0.78663
458.9124 | 0.16454 | 2.8251 | 1.0776 | 0.78684
459.5372 | 0.16429 | 2.8228 | 1.0754 | 0.78676
460.162 | 0.16404 | 2.8201 | 1.0728 | 0.78655
460.7868 | 0.1638 | 2.8175 | 1.0702 | 0.78634
461.4116 | 0.16355 | 2.8149 | 1.0677 | 0.78617
462.0364 | 0.16331 | 2.8126 | 1.0664 | 0.78636
462.6612 | 0.16306 | 2.8104 | 1.0652 | 0.78654
463.2861 | 0.16282 | 2.8082 | 1.0639 | 0.78673
463.9109 | 0.16258 | 2.8062 | 1.0629 | 0.78685
464.5357 | 0.16235 | 2.8046 | 1.0622 | 0.78689
465.1605 | 0.16212 | 2.803 | 1.0615 | 0.78693
465.7853 | 0.16189 | 2.8014 | 1.0608 | 0.78697
466.4101 | 0.16165 | 2.7994 | 1.0589 | 0.78694
467.0349 | 0.16142 | 2.7973 | 1.0567 | 0.78689
467.6597 | 0.16118 | 2.7952 | 1.0544 | 0.78685
468.2846 | 0.16094 | 2.7932 | 1.0523 | 0.78684
468.9094 | 0.16068 | 2.7915 | 1.0505 | 0.78695
469.5342 | 0.16043 | 2.7898 | 1.0488 | 0.78706
470.159 | 0.16017 | 2.7881 | 1.047 | 0.78718
470.7838 | 0.15994 | 2.7863 | 1.0461 | 0.78731
471.4086 | 0.15973 | 2.7845 | 1.046 | 0.78744
472.0334 | 0.15953 | 2.7827 | 1.0458 | 0.78758
472.6582 | 0.15932 | 2.7809 | 1.0456 | 0.78771
473.2831 | 0.15909 | 2.7785 | 1.0437 | 0.7876
473.9079 | 0.15885 | 2.776 | 1.0417 | 0.78748
474.5327 | 0.1586 | 2.7735 | 1.0397 | 0.78735
475.1575 | 0.15836 | 2.7711 | 1.0375 | 0.78723
475.7823 | 0.1581 | 2.7688 | 1.0347 | 0.7871
476.4071 | 0.15785 | 2.7665 | 1.032 | 0.78698
477.0319 | 0.15759 | 2.7642 | 1.0293 | 0.78686
477.6567 | 0.15739 | 2.7624 | 1.028 | 0.78694
478.2816 | 0.15721 | 2.7607 | 1.0275 | 0.78712
478.9064 | 0.15703 | 2.7591 | 1.027 | 0.7873
479.5312 | 0.15685 | 2.7575 | 1.0264 | 0.78747
480.156 | 0.15659 | 2.7555 | 1.0246 | 0.78738
480.7808 | 0.15633 | 2.7535 | 1.0228 | 0.7873
481.4056 | 0.15607 | 2.7515 | 1.021 | 0.78723
482.0304 | 0.15583 | 2.7493 | 1.0191 | 0.78709
482.6553 | 0.15562 | 2.7466 | 1.0171 | 0.78687
483.2801 | 0.1554 | 2.7439 | 1.0151 | 0.78666
483.9049 | 0.15519 | 2.7413 | 1.013 | 0.78644
484.5297 | 0.15498 | 2.7397 | 1.0122 | 0.78679
485.1545 | 0.15478 | 2.7383 | 1.0117 | 0.7873
485.7793 | 0.15457 | 2.737 | 1.0112 | 0.78781
486.4041 | 0.15437 | 2.7355 | 1.0104 | 0.78822
487.0289 | 0.15415 | 2.7332 | 1.0081 | 0.78801
487.6538 | 0.15394 | 2.7308 | 1.0057 | 0.78781
488.2786 | 0.15372 | 2.7284 | 1.0033 | 0.78761
488.9034 | 0.15352 | 2.7265 | 1.002 | 0.78757
489.5282 | 0.15335 | 2.725 | 1.0016 | 0.78768
490.153 | 0.15317 | 2.7234 | 1.0012 | 0.78778
490.7778 | 0.15299 | 2.7219 | 1.0008 | 0.7879
491.4026 | 0.15278 | 2.72 | 0.99949 | 0.78808
492.0274 | 0.15257 | 2.718 | 0.99805 | 0.78828
492.6522 | 0.15236 | 2.7161 | 0.99661 | 0.78849
493.2771 | 0.15213 | 2.7141 | 0.99459 | 0.7887
493.9019 | 0.1518 | 2.7121 | 0.99096 | 0.78891
494.5267 | 0.15148 | 2.7101 | 0.98734 | 0.78912
495.1515 | 0.15116 | 2.7081 | 0.98374 | 0.78934
495.7763 | 0.15096 | 2.7061 | 0.98273 | 0.78944
496.4011 | 0.15084 | 2.7041 | 0.98324 | 0.78947
497.0259 | 0.15071 | 2.7021 | 0.98374 | 0.78951
497.6507 | 0.15058 | 2.7 | 0.98425 | 0.78955
498.2756 | 0.15038 | 2.6989 | 0.98303 | 0.79
498.9004 | 0.15017 | 2.6979 | 0.9818 | 0.79046
499.5252 | 0.14996 | 2.6968 | 0.98057 | 0.79091
500.15 | 0.14974 | 2.6952 | 0.97892 | 0.79113
500.7748 | 0.14951 | 2.6929 | 0.97654 | 0.79092
501.3996 | 0.14927 | 2.6906 | 0.97416 | 0.79071
502.0244 | 0.14904 | 2.6883 | 0.9718 | 0.7905
502.6492 | 0.14885 | 2.6864 | 0.97028 | 0.79066
503.2741 | 0.14868 | 2.6847 | 0.96906 | 0.79094
503.8989 | 0.1485 | 2.683 | 0.96784 | 0.79122
504.5237 | 0.14833 | 2.6814 | 0.96664 | 0.79152
505.1485 | 0.14811 | 2.6797 | 0.96561 | 0.79195
505.7733 | 0.1479 | 2.6781 | 0.96457 | 0.79238
506.3981 | 0.14769 | 2.6765 | 0.96354 | 0.79282
507.0229 | 0.14746 | 2.6747 | 0.96184 | 0.79308
507.6477 | 0.14723 | 2.6726 | 0.95942 | 0.79316
508.2726 | 0.147 | 2.6704 | 0.957 | 0.79325
508.8974 | 0.14676 | 2.6683 | 0.9546 | 0.79333
509.5222 | 0.14659 | 2.6669 | 0.9536 | 0.79353
510.147 | 0.14643 | 2.6657 | 0.95284 | 0.79375
510.7718 | 0.14627 | 2.6644 | 0.95208 | 0.79397
511.3966 | 0.14611 | 2.6631 | 0.95139 | 0.79417
512.0214 | 0.14593 | 2.6617 | 0.95095 | 0.79433
512.6463 | 0.14576 | 2.6602 | 0.95051 | 0.7945
513.2711 | 0.14559 | 2.6588 | 0.95007 | 0.79466
513.8959 | 0.14542 | 2.6569 | 0.94917 | 0.79471
514.5207 | 0.14523 | 2.6548 | 0.94794 | 0.79468
515.1455 | 0.14505 | 2.6527 | 0.94672 | 0.79464
515.7703 | 0.14487 | 2.6505 | 0.94551 | 0.79461
516.3951 | 0.14462 | 2.6489 | 0.94318 | 0.79471
517.0199 | 0.14437 | 2.6474 | 0.94081 | 0.79483
517.6448 | 0.14412 | 2.6458 | 0.93845 | 0.79495
518.2696 | 0.14391 | 2.6442 | 0.93675 | 0.79508
518.8944 | 0.14378 | 2.6425 | 0.93637 | 0.79524
519.5192 | 0.14366 | 2.6407 | 0.93599 | 0.7954
520.144 | 0.14353 | 2.639 | 0.93561 | 0.79557
520.7688 | 0.14333 | 2.6372 | 0.93391 | 0.79571
521.3936 | 0.1431 | 2.6354 | 0.93166 | 0.79585
522.0184 | 0.14287 | 2.6337 | 0.92941 | 0.79599
522.6432 | 0.14265 | 2.6319 | 0.92721 | 0.79612
523.2681 | 0.14248 | 2.6299 | 0.9256 | 0.79604
523.8929 | 0.1423 | 2.628 | 0.92398 | 0.79596
524.5177 | 0.14213 | 2.626 | 0.92237 | 0.79588
525.1425 | 0.14196 | 2.6241 | 0.92075 | 0.79581
525.7673 | 0.14178 | 2.6228 | 0.91965 | 0.79598
526.3921 | 0.14161 | 2.6217 | 0.91866 | 0.79622
527.0169 | 0.14144 | 2.6206 | 0.91767 | 0.79645
527.6418 | 0.14126 | 2.6195 | 0.91668 | 0.79669
528.2666 | 0.14109 | 2.6184 | 0.91569 | 0.79693
528.8914 | 0.14091 | 2.6165 | 0.91446 | 0.7971
529.5162 | 0.14073 | 2.6144 | 0.91318 | 0.79726
530.141 | 0.14055 | 2.6123 | 0.9119 | 0.79742
530.7658 | 0.14038 | 2.6103 | 0.91062 | 0.79759
531.3906 | 0.1402 | 2.6082 | 0.90934 | 0.79776
532.0154 | 0.14003 | 2.6066 | 0.90789 | 0.79786
532.6403 | 0.13987 | 2.605 | 0.90639 | 0.79794
533.2651 | 0.1397 | 2.6035 | 0.90489 | 0.79803
533.8899 | 0.13954 | 2.602 | 0.90339 | 0.79812
534.5147 | 0.13938 | 2.6005 | 0.90189 | 0.79821
535.1395 | 0.1392 | 2.5988 | 0.90037 | 0.79825
535.7643 | 0.13903 | 2.5971 | 0.89883 | 0.79828
536.3891 | 0.13885 | 2.5953 | 0.89729 | 0.79831
537.0139 | 0.13868 | 2.5936 | 0.89575 | 0.79834
537.6387 | 0.1385 | 2.5919 | 0.89421 | 0.79837
538.2636 | 0.13832 | 2.5903 | 0.8927 | 0.79864
538.8884 | 0.13813 | 2.5888 | 0.89122 | 0.79899
539.5132 | 0.13795 | 2.5873 | 0.88973 | 0.79935
540.138 | 0.13777 | 2.5858 | 0.88825 | 0.79971
540.7628 | 0.13758 | 2.5843 | 0.88678 | 0.80007
541.3876 | 0.13743 | 2.5827 | 0.88555 | 0.80029
542.0124 | 0.13728 | 2.5811 | 0.88442 | 0.80047
542.6372 | 0.13714 | 2.5795 | 0.88329 | 0.80064
543.2621 | 0.137 | 2.578 | 0.88216 | 0.80082
543.8869 | 0.13685 | 2.5764 | 0.88103 | 0.801
544.5117 | 0.1367 | 2.5751 | 0.88017 | 0.80122
545.1365 | 0.13655 | 2.574 | 0.87944 | 0.80146
545.7613 | 0.13639 | 2.5729 | 0.8787 | 0.8017
546.3861 | 0.13624 | 2.5718 | 0.87796 | 0.80194
547.0109 | 0.13608 | 2.5707 | 0.87721 | 0.80219
547.6358 | 0.13592 | 2.5692 | 0.87614 | 0.80248
548.2606 | 0.13575 | 2.5675 | 0.87491 | 0.80279
548.8854 | 0.13557 | 2.5658 | 0.87368 | 0.80311
549.5102 | 0.1354 | 2.5641 | 0.87245 | 0.80343
550.135 | 0.13523 | 2.5624 | 0.87122 | 0.80375
550.7598 | 0.13507 | 2.5609 | 0.86998 | 0.80405
551.3846 | 0.13491 | 2.5594 | 0.86873 | 0.80434
552.0094 | 0.13475 | 2.5579 | 0.86749 | 0.80463
552.6342 | 0.13459 | 2.5564 | 0.86624 | 0.80493
553.2591 | 0.13444 | 2.5549 | 0.865 | 0.80523
553.8839 | 0.13429 | 2.5534 | 0.86383 | 0.80545
554.5087 | 0.13415 | 2.5518 | 0.86271 | 0.80564
555.1335 | 0.13401 | 2.5502 | 0.8616 | 0.80584
555.7583 | 0.13387 | 2.5486 | 0.86048 | 0.80603
556.3831 | 0.13373 | 2.547 | 0.85936 | 0.80623
557.0079 | 0.13359 | 2.5455 | 0.85831 | 0.80632
557.6327 | 0.13344 | 2.544 | 0.85729 | 0.80636
558.2576 | 0.13329 | 2.5425 | 0.85628 | 0.80639
558.8824 | 0.13314 | 2.541 | 0.85525 | 0.80643
559.5072 | 0.133 | 2.5396 | 0.85423 | 0.80648
560.132 | 0.13285 | 2.5381 | 0.85323 | 0.80664
560.7568 | 0.1327 | 2.5365 | 0.85225 | 0.80688
561.3816 | 0.13256 | 2.535 | 0.85128 | 0.80713
562.0064 | 0.13241 | 2.5334 | 0.85031 | 0.80738
562.6313 | 0.13227 | 2.5319 | 0.84934 | 0.80763
563.2561 | 0.13212 | 2.5303 | 0.84836 | 0.80776
563.8809 | 0.13197 | 2.5287 | 0.84737 | 0.8078
564.5057 | 0.13182 | 2.5271 | 0.84638 | 0.80785
565.1305 | 0.13168 | 2.5254 | 0.84539 | 0.8079
565.7553 | 0.13153 | 2.5238 | 0.84439 | 0.80795
566.3801 | 0.13139 | 2.5223 | 0.84341 | 0.80806
567.0049 | 0.13126 | 2.5208 | 0.84245 | 0.80823
567.6297 | 0.13113 | 2.5193 | 0.84148 | 0.8084
568.2546 | 0.131 | 2.5179 | 0.84052 | 0.80857
568.8794 | 0.13087 | 2.5164 | 0.83955 | 0.80875
569.5042 | 0.13072 | 2.5147 | 0.8383 | 0.80876
570.129 | 0.13057 | 2.5129 | 0.83678 | 0.80862
570.7538 | 0.13041 | 2.511 | 0.83526 | 0.80849
571.3786 | 0.13026 | 2.5092 | 0.83375 | 0.80835
572.0034 | 0.13011 | 2.5073 | 0.83224 | 0.80822
572.6282 | 0.12996 | 2.5056 | 0.83109 | 0.80829
573.2531 | 0.12982 | 2.5041 | 0.83032 | 0.80857
573.8779 | 0.12968 | 2.5025 | 0.82954 | 0.80885
574.5027 | 0.12954 | 2.501 | 0.82877 | 0.80913
575.1275 | 0.1294 | 2.4995 | 0.828 | 0.80942
575.7523 | 0.12929 | 2.498 | 0.82742 | 0.80952
576.3771 | 0.1292 | 2.4966 | 0.82705 | 0.80941
577.0019 | 0.12911 | 2.4953 | 0.82669 | 0.8093
577.6268 | 0.12902 | 2.4939 | 0.82632 | 0.8092
578.2516 | 0.12893 | 2.4926 | 0.82596 | 0.80909
578.8764 | 0.12882 | 2.4912 | 0.82524 | 0.80912
579.5012 | 0.12868 | 2.4899 | 0.82409 | 0.80929
580.126 | 0.12854 | 2.4885 | 0.82295 | 0.80947
580.7508 | 0.1284 | 2.4871 | 0.82179 | 0.80965
581.3756 | 0.12826 | 2.4858 | 0.82064 | 0.80984
582.0004 | 0.12811 | 2.4842 | 0.81943 | 0.80998
582.6253 | 0.12797 | 2.4822 | 0.81816 | 0.81007
583.2501 | 0.12782 | 2.4803 | 0.8169 | 0.81016
583.8749 | 0.12768 | 2.4783 | 0.81564 | 0.81025
584.4997 | 0.12753 | 2.4764 | 0.81438 | 0.81034
585.1245 | 0.1274 | 2.4745 | 0.81327 | 0.81035
585.7493 | 0.12729 | 2.4728 | 0.81235 | 0.81025
586.3741 | 0.12718 | 2.4711 | 0.81144 | 0.81016
586.9989 | 0.12707 | 2.4694 | 0.81052 | 0.81007
587.6237 | 0.12696 | 2.4677 | 0.80961 | 0.80998
588.2486 | 0.12684 | 2.466 | 0.80842 | 0.80999
588.8734 | 0.1267 | 2.4644 | 0.80681 | 0.81018
589.4982 | 0.12656 | 2.4628 | 0.80521 | 0.81036
590.123 | 0.12642 | 2.4611 | 0.8036 | 0.81055
590.7478 | 0.12628 | 2.4595 | 0.802 | 0.81075
591.3726 | 0.12615 | 2.458 | 0.80088 | 0.81093
591.9974 | 0.12603 | 2.4566 | 0.80058 | 0.81111
592.6222 | 0.12591 | 2.4552 | 0.80027 | 0.81129
593.2471 | 0.12579 | 2.4538 | 0.79997 | 0.81146
593.8719 | 0.12567 | 2.4524 | 0.79966 | 0.81164
594.4967 | 0.12555 | 2.451 | 0.79909 | 0.81182
595.1215 | 0.12543 | 2.4494 | 0.79804 | 0.81198
595.7463 | 0.12531 | 2.4478 | 0.797 | 0.81215
596.3711 | 0.12519 | 2.4462 | 0.79596 | 0.81232
596.9959 | 0.12506 | 2.4447 | 0.79492 | 0.81249
597.6207 | 0.12494 | 2.4432 | 0.794 | 0.81272
598.2456 | 0.12483 | 2.4419 | 0.79335 | 0.81307
598.8704 | 0.12471 | 2.4406 | 0.79269 | 0.81343
599.4952 | 0.1246 | 2.4393 | 0.79203 | 0.81378
600.12 | 0.12448 | 2.4379 | 0.79138 | 0.81414
600.7448 | 0.12437 | 2.4365 | 0.79054 | 0.81437
601.3696 | 0.12427 | 2.4347 | 0.78931 | 0.81431
601.9944 | 0.12416 | 2.4329 | 0.78808 | 0.81426
602.6192 | 0.12406 | 2.4311 | 0.78685 | 0.81421
603.2441 | 0.12395 | 2.4294 | 0.78562 | 0.81416
603.8689 | 0.12384 | 2.4277 | 0.78449 | 0.8142
604.4937 | 0.12371 | 2.4262 | 0.78361 | 0.81445
605.1185 | 0.12357 | 2.4247 | 0.78273 | 0.81471
605.7433 | 0.12344 | 2.4233 | 0.78185 | 0.81497
606.3681 | 0.12331 | 2.4218 | 0.78097 | 0.81522
606.9929 | 0.12319 | 2.4204 | 0.78022 | 0.81545
607.6178 | 0.1231 | 2.4191 | 0.77981 | 0.81559
608.2426 | 0.12302 | 2.4179 | 0.77941 | 0.81573
608.8674 | 0.12293 | 2.4166 | 0.779 | 0.81587
609.4922 | 0.12284 | 2.4153 | 0.77859 | 0.81602
610.117 | 0.12275 | 2.414 | 0.77795 | 0.81614
610.7418 | 0.12263 | 2.4124 | 0.77656 | 0.81616
611.3666 | 0.12252 | 2.4107 | 0.77518 | 0.81619
611.9914 | 0.1224 | 2.4091 | 0.7738 | 0.81622
612.6163 | 0.12228 | 2.4075 | 0.77242 | 0.81626
613.2411 | 0.12217 | 2.4059 | 0.77118 | 0.81631
613.8659 | 0.12206 | 2.4043 | 0.77042 | 0.81643
614.4907 | 0.12194 | 2.4028 | 0.76966 | 0.81655
615.1155 | 0.12183 | 2.4013 | 0.76889 | 0.81667
615.7403 | 0.12172 | 2.3998 | 0.76813 | 0.81679
616.3651 | 0.12161 | 2.3983 | 0.76736 | 0.81693
616.9899 | 0.12151 | 2.3969 | 0.7666 | 0.81715
617.6147 | 0.12142 | 2.3954 | 0.76585 | 0.81737
618.2396 | 0.12132 | 2.394 | 0.76509 | 0.81759
618.8644 | 0.12122 | 2.3926 | 0.76433 | 0.81782
619.4892 | 0.12112 | 2.3912 | 0.76349 | 0.818
620.114 | 0.12101 | 2.3896 | 0.76221 | 0.81798
620.7388 | 0.12091 | 2.3879 | 0.76093 | 0.81796
621.3636 | 0.1208 | 2.3863 | 0.75966 | 0.81794
621.9884 | 0.12069 | 2.3847 | 0.75838 | 0.81793
622.6132 | 0.12059 | 2.3831 | 0.75724 | 0.81793
623.2381 | 0.1205 | 2.3816 | 0.75674 | 0.81801
623.8629 | 0.12041 | 2.38 | 0.75624 | 0.8181
624.4877 | 0.12032 | 2.3785 | 0.75574 | 0.81819
625.1125 | 0.12023 | 2.377 | 0.75524 | 0.81828
625.7373 | 0.12014 | 2.3756 | 0.75471 | 0.81838
626.3621 | 0.12004 | 2.3745 | 0.7541 | 0.81854
626.9869 | 0.11994 | 2.3734 | 0.7535 | 0.81871
627.6117 | 0.11984 | 2.3723 | 0.75289 | 0.81887
628.2366 | 0.11975 | 2.3713 | 0.75228 | 0.81904
628.8614 | 0.11965 | 2.3701 | 0.75158 | 0.8192
629.4862 | 0.11954 | 2.3684 | 0.75021 | 0.81923
630.111 | 0.11944 | 2.3666 | 0.74883 | 0.81928
630.7358 | 0.11934 | 2.3649 | 0.74747 | 0.81932
631.3606 | 0.11923 | 2.3632 | 0.7461 | 0.81937
631.9854 | 0.11913 | 2.3615 | 0.74482 | 0.81941
632.6102 | 0.11905 | 2.36 | 0.74427 | 0.81945
633.2351 | 0.11897 | 2.3585 | 0.74372 | 0.81949
633.8599 | 0.11889 | 2.357 | 0.74317 | 0.81953
634.4847 | 0.11881 | 2.3555 | 0.74262 | 0.81958
635.1095 | 0.11873 | 2.354 | 0.74207 | 0.81963
635.7343 | 0.11863 | 2.353 | 0.74147 | 0.81974
636.3591 | 0.11853 | 2.3521 | 0.74088 | 0.81986
636.9839 | 0.11843 | 2.3511 | 0.74028 | 0.81998
637.6087 | 0.11834 | 2.3501 | 0.73969 | 0.82011
638.2336 | 0.11824 | 2.3491 | 0.73906 | 0.82023
638.8584 | 0.11815 | 2.3474 | 0.73782 | 0.82032
639.4832 | 0.11806 | 2.3456 | 0.73659 | 0.82041
640.108 | 0.11796 | 2.3439 | 0.73537 | 0.8205
640.7328 | 0.11787 | 2.3422 | 0.73415 | 0.8206
641.3576 | 0.11778 | 2.3405 | 0.73293 | 0.82069
641.9824 | 0.11769 | 2.3389 | 0.73169 | 0.82063
642.6073 | 0.11759 | 2.3374 | 0.73047 | 0.82057
643.2321 | 0.11749 | 2.3359 | 0.72924 | 0.82051
643.8569 | 0.1174 | 2.3344 | 0.72801 | 0.82045
644.4817 | 0.1173 | 2.3329 | 0.7268 | 0.8204
645.1065 | 0.1172 | 2.3317 | 0.72639 | 0.82074
645.7313 | 0.1171 | 2.3305 | 0.72597 | 0.82108
646.3561 | 0.117 | 2.3293 | 0.72555 | 0.82143
646.9809 | 0.1169 | 2.328 | 0.72513 | 0.82178
647.6057 | 0.11681 | 2.3268 | 0.72471 | 0.82213
648.2306 | 0.11674 | 2.3256 | 0.72406 | 0.82198
648.8554 | 0.11667 | 2.3244 | 0.7234 | 0.82183
649.4802 | 0.1166 | 2.3232 | 0.72275 | 0.82167
650.105 | 0.11653 | 2.3219 | 0.7221 | 0.82152
650.7298 | 0.11647 | 2.3207 | 0.72145 | 0.82137
651.3546 | 0.11635 | 2.319 | 0.72064 | 0.82163
651.9794 | 0.11623 | 2.3173 | 0.71982 | 0.82192
652.6042 | 0.11611 | 2.3157 | 0.719 | 0.82221
653.2291 | 0.11599 | 2.314 | 0.71819 | 0.82249
653.8539 | 0.11587 | 2.3123 | 0.71737 | 0.82278
654.4787 | 0.11579 | 2.3109 | 0.71644 | 0.82292
655.1035 | 0.11571 | 2.3096 | 0.7155 | 0.82305
655.7283 | 0.11562 | 2.3083 | 0.71457 | 0.82318
656.3531 | 0.11554 | 2.307 | 0.71363 | 0.82332
656.9779 | 0.11546 | 2.3057 | 0.7127 | 0.82346
657.6027 | 0.11539 | 2.3044 | 0.71217 | 0.82352
658.2276 | 0.11532 | 2.3031 | 0.71167 | 0.82358
658.8524 | 0.11526 | 2.3018 | 0.71118 | 0.82364
659.4772 | 0.11519 | 2.3005 | 0.71068 | 0.8237
660.102 | 0.11512 | 2.2992 | 0.71018 | 0.82377
660.7268 | 0.11503 | 2.298 | 0.70957 | 0.82397
661.3516 | 0.11493 | 2.2968 | 0.70895 | 0.8242
661.9764 | 0.11483 | 2.2956 | 0.70833 | 0.82442
662.6012 | 0.11473 | 2.2944 | 0.70771 | 0.82465
663.2261 | 0.11463 | 2.2933 | 0.7071 | 0.82488
663.8509 | 0.11455 | 2.2916 | 0.70633 | 0.82482
664.4757 | 0.11446 | 2.2899 | 0.70554 | 0.82472
665.1005 | 0.11438 | 2.2882 | 0.70476 | 0.82463
665.7253 | 0.1143 | 2.2865 | 0.70398 | 0.82453
666.3501 | 0.11422 | 2.2847 | 0.70319 | 0.82444
666.9749 | 0.11414 | 2.2833 | 0.70249 | 0.82441
667.5997 | 0.11406 | 2.282 | 0.70179 | 0.82439
668.2246 | 0.11398 | 2.2807 | 0.70109 | 0.82438
668.8494 | 0.1139 | 2.2793 | 0.70039 | 0.82436
669.4742 | 0.11382 | 2.278 | 0.69969 | 0.82435
670.099 | 0.11373 | 2.2766 | 0.69879 | 0.82431
670.7238 | 0.11364 | 2.2752 | 0.69784 | 0.82426
671.3486 | 0.11355 | 2.2738 | 0.6969 | 0.82421
671.9734 | 0.11346 | 2.2724 | 0.69596 | 0.82417
672.5983 | 0.11337 | 2.271 | 0.69502 | 0.82412
673.2231 | 0.11329 | 2.2697 | 0.69449 | 0.82432
673.8479 | 0.11322 | 2.2685 | 0.69405 | 0.82459
674.4727 | 0.11314 | 2.2672 | 0.69361 | 0.82485
675.0975 | 0.11307 | 2.266 | 0.69317 | 0.82512
675.7223 | 0.113 | 2.2647 | 0.69273 | 0.82539
676.3471 | 0.11292 | 2.2634 | 0.6919 | 0.82541
676.9719 | 0.11284 | 2.262 | 0.69098 | 0.82536
677.5968 | 0.11277 | 2.2607 | 0.69005 | 0.82533
678.2216 | 0.11269 | 2.2593 | 0.68913 | 0.82529
678.8464 | 0.11261 | 2.258 | 0.6882 | 0.82526
679.4712 | 0.11254 | 2.2566 | 0.68767 | 0.82512
680.096 | 0.11247 | 2.2553 | 0.68724 | 0.82494
680.7208 | 0.11239 | 2.2539 | 0.68682 | 0.82477
681.3456 | 0.11232 | 2.2526 | 0.68639 | 0.8246
681.9704 | 0.11224 | 2.2513 | 0.68597 | 0.82444
682.5952 | 0.11216 | 2.2499 | 0.68519 | 0.8245
683.2201 | 0.11207 | 2.2484 | 0.68429 | 0.82465
683.8449 | 0.11198 | 2.247 | 0.68339 | 0.8248
684.4697 | 0.1119 | 2.2456 | 0.6825 | 0.82495
685.0945 | 0.11181 | 2.2441 | 0.6816 | 0.82511
685.7193 | 0.11173 | 2.2428 | 0.681 | 0.8252
686.3441 | 0.11166 | 2.2416 | 0.6805 | 0.82528
686.9689 | 0.11159 | 2.2404 | 0.68001 | 0.82535
687.5938 | 0.11152 | 2.2392 | 0.67951 | 0.82543
688.2186 | 0.11145 | 2.2379 | 0.67901 | 0.82551
688.8434 | 0.11137 | 2.2368 | 0.67838 | 0.8257
689.4682 | 0.11129 | 2.2356 | 0.6777 | 0.82593
690.093 | 0.11121 | 2.2345 | 0.67701 | 0.82616
690.7178 | 0.11113 | 2.2333 | 0.67632 | 0.8264
691.3426 | 0.11104 | 2.2322 | 0.67564 | 0.82664
691.9674 | 0.11096 | 2.2309 | 0.67486 | 0.8268
692.5923 | 0.11088 | 2.2297 | 0.67404 | 0.82694
693.2171 | 0.11079 | 2.2284 | 0.67322 | 0.82707
693.8419 | 0.11071 | 2.2272 | 0.6724 | 0.8272
694.4667 | 0.11062 | 2.2259 | 0.67158 | 0.82734
695.0915 | 0.11055 | 2.2244 | 0.67071 | 0.82736
695.7163 | 0.11047 | 2.2228 | 0.66981 | 0.82733
696.3411 | 0.1104 | 2.2212 | 0.66892 | 0.8273
696.9659 | 0.11033 | 2.2197 | 0.66802 | 0.82728
697.5907 | 0.11026 | 2.2181 | 0.66713 | 0.82726
698.2156 | 0.11018 | 2.2167 | 0.66635 | 0.82743
698.8404 | 0.11011 | 2.2156 | 0.66563 | 0.82772
699.4652 | 0.11003 | 2.2144 | 0.66491 | 0.828
700.09 | 0.10995 | 2.2132 | 0.66419 | 0.82829
700.7148 | 0.10988 | 2.212 | 0.66348 | 0.82858
701.3396 | 0.1098 | 2.211 | 0.66298 | 0.82879
701.9644 | 0.10973 | 2.21 | 0.66262 | 0.82895
702.5892 | 0.10966 | 2.209 | 0.66226 | 0.82911
703.2141 | 0.10959 | 2.208 | 0.6619 | 0.82927
703.8389 | 0.10952 | 2.207 | 0.66153 | 0.82944
704.4637 | 0.10944 | 2.2057 | 0.66085 | 0.82963
705.0885 | 0.10935 | 2.2043 | 0.65997 | 0.82984
705.7133 | 0.10927 | 2.2028 | 0.65908 | 0.83005
706.3381 | 0.10918 | 2.2014 | 0.6582 | 0.83026
706.9629 | 0.1091 | 2.2 | 0.65732 | 0.83048
707.5877 | 0.10903 | 2.1988 | 0.65685 | 0.83064
708.2126 | 0.10897 | 2.1978 | 0.65668 | 0.83076
708.8374 | 0.10891 | 2.1968 | 0.65651 | 0.83089
709.4622 | 0.10885 | 2.1958 | 0.65634 | 0.83101
710.087 | 0.10879 | 2.1948 | 0.65617 | 0.83114
710.7118 | 0.10873 | 2.1936 | 0.65553 | 0.83128
711.3366 | 0.10866 | 2.1923 | 0.65454 | 0.83142
711.9614 | 0.10858 | 2.1911 | 0.65354 | 0.83156
712.5862 | 0.10851 | 2.1898 | 0.65255 | 0.8317
713.2111 | 0.10844 | 2.1885 | 0.65156 | 0.83184
713.8359 | 0.10836 | 2.1873 | 0.65067 | 0.83198
714.4607 | 0.10827 | 2.186 | 0.64987 | 0.8321
715.0855 | 0.10818 | 2.1848 | 0.64906 | 0.83223
715.7103 | 0.10808 | 2.1836 | 0.64826 | 0.83235
716.3351 | 0.10799 | 2.1824 | 0.64747 | 0.83248
716.9599 | 0.10793 | 2.1815 | 0.64686 | 0.83262
717.5847 | 0.10789 | 2.1809 | 0.64643 | 0.83277
718.2096 | 0.10786 | 2.1804 | 0.64599 | 0.83292
718.8344 | 0.10782 | 2.1798 | 0.64556 | 0.83308
719.4592 | 0.10779 | 2.1793 | 0.64513 | 0.83323
720.084 | 0.10773 | 2.1782 | 0.64461 | 0.83339
720.7088 | 0.10765 | 2.1766 | 0.644 | 0.83354
721.3336 | 0.10757 | 2.175 | 0.64339 | 0.83369
721.9584 | 0.10749 | 2.1734 | 0.64278 | 0.83385
722.5832 | 0.10741 | 2.1719 | 0.64218 | 0.834
723.2081 | 0.10733 | 2.1705 | 0.64151 | 0.83415
723.8329 | 0.10725 | 2.1695 | 0.6408 | 0.83428
724.4577 | 0.10717 | 2.1684 | 0.64008 | 0.83441
725.0825 | 0.1071 | 2.1674 | 0.63936 | 0.83455
725.7073 | 0.10702 | 2.1663 | 0.63864 | 0.83468
726.3321 | 0.10695 | 2.1653 | 0.63793 | 0.83482
726.9569 | 0.10687 | 2.1641 | 0.63718 | 0.83501
727.5818 | 0.1068 | 2.1629 | 0.63642 | 0.83525
728.2066 | 0.10673 | 2.1616 | 0.63567 | 0.8355
728.8314 | 0.10665 | 2.1604 | 0.63491 | 0.83574
729.4562 | 0.10658 | 2.1592 | 0.63415 | 0.83598
730.081 | 0.10651 | 2.158 | 0.6334 | 0.83622
730.7058 | 0.10644 | 2.1568 | 0.63264 | 0.83647
731.3306 | 0.10638 | 2.1557 | 0.63207 | 0.8366
731.9554 | 0.10633 | 2.1547 | 0.6316 | 0.83668
732.5802 | 0.10628 | 2.1536 | 0.63113 | 0.83675
733.2051 | 0.10623 | 2.1526 | 0.63065 | 0.83683
733.8299 | 0.10618 | 2.1516 | 0.63018 | 0.83691
734.4547 | 0.10612 | 2.1506 | 0.62971 | 0.83699
735.0795 | 0.10607 | 2.1496 | 0.62924 | 0.83708
735.7043 | 0.10602 | 2.148 | 0.62915 | 0.8375
736.3291 | 0.10597 | 2.1462 | 0.62922 | 0.83807
736.9539 | 0.10592 | 2.1444 | 0.62929 | 0.83864
737.5787 | 0.10587 | 2.1426 | 0.62936 | 0.83921
738.2036 | 0.10581 | 2.1408 | 0.62944 | 0.83977
738.8284 | 0.10576 | 2.139 | 0.62951 | 0.84033
739.4532 | 0.10571 | 2.1372 | 0.62958 | 0.8409
740.078 | 0.10564 | 2.1365 | 0.62871 | 0.84088
740.7028 | 0.10557 | 2.1362 | 0.62754 | 0.84067
741.3276 | 0.10549 | 2.1358 | 0.62637 | 0.84047
741.9524 | 0.10542 | 2.1355 | 0.6252 | 0.84027
742.5773 | 0.10534 | 2.1352 | 0.62404 | 0.84007
743.2021 | 0.10527 | 2.1349 | 0.62287 | 0.83987
743.8269 | 0.1052 | 2.1345 | 0.62171 | 0.83968
744.4517 | 0.10513 | 2.1337 | 0.62095 | 0.83984
745.0765 | 0.10506 | 2.1327 | 0.62027 | 0.84009
745.7013 | 0.10499 | 2.1317 | 0.61959 | 0.84034
746.3261 | 0.10492 | 2.1307 | 0.61892 | 0.84059
746.9509 | 0.10485 | 2.1297 | 0.61824 | 0.84084
747.5757 | 0.10479 | 2.1287 | 0.61756 | 0.84109
748.2006 | 0.10472 | 2.1277 | 0.61689 | 0.84134
748.8254 | 0.10465 | 2.1269 | 0.61624 | 0.84166
749.4502 | 0.10459 | 2.1261 | 0.61559 | 0.842
750.075 | 0.10453 | 2.1253 | 0.61495 | 0.84234
750.6998 | 0.10446 | 2.1245 | 0.61431 | 0.84268
751.3246 | 0.1044 | 2.1237 | 0.61367 | 0.84302
751.9494 | 0.10433 | 2.1229 | 0.61303 | 0.84336
752.5742 | 0.10427 | 2.1221 | 0.61239 | 0.84371
753.1991 | 0.10422 | 2.121 | 0.61194 | 0.84376
753.8239 | 0.10417 | 2.1198 | 0.6115 | 0.84378
754.4487 | 0.10412 | 2.1186 | 0.61106 | 0.8438
755.0735 | 0.10407 | 2.1174 | 0.61062 | 0.84383
755.6983 | 0.10402 | 2.1163 | 0.61018 | 0.84385
756.3231 | 0.10397 | 2.1151 | 0.60974 | 0.84388
756.9479 | 0.10392 | 2.114 | 0.6093 | 0.84391
757.5727 | 0.10385 | 2.1129 | 0.60861 | 0.84411
758.1976 | 0.10378 | 2.1119 | 0.60793 | 0.84431
758.8224 | 0.10371 | 2.1109 | 0.60724 | 0.84451
759.4472 | 0.10365 | 2.1099 | 0.60656 | 0.84471
760.072 | 0.10358 | 2.1088 | 0.60587 | 0.84492
760.6968 | 0.10351 | 2.1078 | 0.60519 | 0.84512
761.3216 | 0.10344 | 2.1068 | 0.60451 | 0.84532
761.9464 | 0.10339 | 2.1059 | 0.60403 | 0.84542
762.5712 | 0.10334 | 2.1051 | 0.60356 | 0.84551
763.1961 | 0.10328 | 2.1042 | 0.60308 | 0.84561
763.8209 | 0.10323 | 2.1033 | 0.60261 | 0.8457
764.4457 | 0.10318 | 2.1024 | 0.60213 | 0.8458
765.0705 | 0.10312 | 2.1016 | 0.60166 | 0.8459
765.6953 | 0.10307 | 2.1007 | 0.60116 | 0.846
766.3201 | 0.10301 | 2.0993 | 0.60034 | 0.84603
766.9449 | 0.10295 | 2.098 | 0.59953 | 0.84606
767.5697 | 0.10289 | 2.0967 | 0.59871 | 0.84609
768.1946 | 0.10283 | 2.0954 | 0.5979 | 0.84612
768.8194 | 0.10277 | 2.0941 | 0.59709 | 0.84615
769.4442 | 0.10271 | 2.0928 | 0.59628 | 0.84618
770.069 | 0.10265 | 2.0915 | 0.5955 | 0.84625
770.6938 | 0.1026 | 2.0907 | 0.59485 | 0.84651
771.3186 | 0.10254 | 2.0898 | 0.5942 | 0.84678
771.9434 | 0.10249 | 2.089 | 0.59356 | 0.84705
772.5683 | 0.10244 | 2.0881 | 0.59291 | 0.84732
773.1931 | 0.10239 | 2.0873 | 0.59227 | 0.84759
773.8179 | 0.10234 | 2.0864 | 0.59163 | 0.84787
774.4427 | 0.10229 | 2.0856 | 0.59108 | 0.84813
775.0675 | 0.10224 | 2.0846 | 0.59096 | 0.84835
775.6923 | 0.1022 | 2.0836 | 0.59084 | 0.84857
776.3171 | 0.10216 | 2.0827 | 0.59072 | 0.84879
776.9419 | 0.10211 | 2.0817 | 0.5906 | 0.84901
777.5667 | 0.10207 | 2.0808 | 0.59048 | 0.84923
778.1916 | 0.10203 | 2.0798 | 0.59036 | 0.84945
778.8164 | 0.10198 | 2.0789 | 0.59008 | 0.84963
779.4412 | 0.10193 | 2.0779 | 0.5893 | 0.84967
780.066 | 0.10188 | 2.077 | 0.58851 | 0.84972
780.6908 | 0.10183 | 2.076 | 0.58773 | 0.84976
781.3156 | 0.10177 | 2.0751 | 0.58695 | 0.84981
781.9404 | 0.10172 | 2.0742 | 0.58618 | 0.84985
782.5652 | 0.10167 | 2.0732 | 0.5854 | 0.8499
783.1901 | 0.10162 | 2.0723 | 0.5847 | 0.84997
783.8149 | 0.10157 | 2.0712 | 0.58419 | 0.85012
784.4397 | 0.10151 | 2.0702 | 0.58368 | 0.85026
785.0645 | 0.10146 | 2.0692 | 0.58318 | 0.85041
785.6893 | 0.10141 | 2.0682 | 0.58267 | 0.85056
786.3141 | 0.10135 | 2.0672 | 0.58217 | 0.8507
786.9389 | 0.1013 | 2.0662 | 0.58166 | 0.85085
787.5638 | 0.10126 | 2.0652 | 0.58123 | 0.85098
788.1886 | 0.10123 | 2.0642 | 0.58094 | 0.85106
788.8134 | 0.10119 | 2.0633 | 0.58066 | 0.85114
789.4382 | 0.10116 | 2.0624 | 0.58037 | 0.85122
790.063 | 0.10113 | 2.0614 | 0.58008 | 0.8513
790.6878 | 0.1011 | 2.0605 | 0.57979 | 0.85138
791.3126 | 0.10107 | 2.0596 | 0.5795 | 0.85146
791.9374 | 0.10103 | 2.0585 | 0.57906 | 0.85154
792.5622 | 0.10098 | 2.0573 | 0.57838 | 0.85162
793.1871 | 0.10092 | 2.0561 | 0.57771 | 0.8517
793.8119 | 0.10086 | 2.0549 | 0.57703 | 0.85178
794.4367 | 0.10081 | 2.0537 | 0.57636 | 0.85187
795.0615 | 0.10075 | 2.0525 | 0.57569 | 0.85196
795.6863 | 0.1007 | 2.0513 | 0.57502 | 0.85204
796.3111 | 0.10064 | 2.0502 | 0.57446 | 0.85222
796.9359 | 0.10059 | 2.0493 | 0.57401 | 0.85251
797.5607 | 0.10054 | 2.0484 | 0.57356 | 0.8528
798.1856 | 0.10049 | 2.0475 | 0.57311 | 0.85309
798.8104 | 0.10045 | 2.0465 | 0.57266 | 0.85338
799.4352 | 0.1004 | 2.0456 | 0.57222 | 0.85367
800.06 | 0.10035 | 2.0447 | 0.57177 | 0.85396
800.6848 | 0.10031 | 2.0437 | 0.57137 | 0.85412
801.3096 | 0.10027 | 2.0426 | 0.57101 | 0.85415
801.9344 | 0.10024 | 2.0415 | 0.57066 | 0.85418
802.5593 | 0.1002 | 2.0404 | 0.5703 | 0.85421
803.1841 | 0.10017 | 2.0393 | 0.56995 | 0.85425
803.8089 | 0.10013 | 2.0381 | 0.5696 | 0.85428
804.4337 | 0.1001 | 2.037 | 0.56924 | 0.85431
805.0585 | 0.10005 | 2.0358 | 0.56869 | 0.85435
805.6833 | 0.1 | 2.0346 | 0.56799 | 0.85438
806.3081 | 0.099955 | 2.0333 | 0.56729 | 0.85441
806.9329 | 0.099907 | 2.032 | 0.56659 | 0.85444
807.5577 | 0.099858 | 2.0307 | 0.56589 | 0.85447
808.1826 | 0.099809 | 2.0295 | 0.56519 | 0.85451
808.8074 | 0.09976 | 2.0282 | 0.56449 | 0.85455
809.4322 | 0.09972 | 2.0272 | 0.5641 | 0.85468
810.057 | 0.099684 | 2.0264 | 0.56389 | 0.85486
810.6818 | 0.099648 | 2.0256 | 0.56368 | 0.85505
811.3066 | 0.099612 | 2.0248 | 0.56347 | 0.85523
811.9314 | 0.099576 | 2.024 | 0.56326 | 0.85542
812.5562 | 0.099541 | 2.0232 | 0.56305 | 0.85561
813.1811 | 0.099505 | 2.0224 | 0.56284 | 0.8558
813.8059 | 0.099468 | 2.0213 | 0.56245 | 0.85579
814.4307 | 0.09943 | 2.0201 | 0.56198 | 0.8557
815.0555 | 0.099391 | 2.0189 | 0.5615 | 0.85561
815.6803 | 0.099353 | 2.0177 | 0.56103 | 0.85552
816.3051 | 0.099315 | 2.0165 | 0.56056 | 0.85543
816.9299 | 0.099277 | 2.0154 | 0.56009 | 0.85534
817.5548 | 0.099239 | 2.0142 | 0.55962 | 0.85525
818.1796 | 0.09921 | 2.013 | 0.5591 | 0.85526
818.8044 | 0.099183 | 2.0117 | 0.55855 | 0.8553
819.4292 | 0.099156 | 2.0105 | 0.558 | 0.85535
820.054 | 0.099129 | 2.0093 | 0.55745 | 0.8554
820.6788 | 0.099103 | 2.008 | 0.5569 | 0.85544
821.3036 | 0.099076 | 2.0068 | 0.55636 | 0.85549
821.9284 | 0.09905 | 2.0056 | 0.55581 | 0.85554
822.5532 | 0.099008 | 2.0048 | 0.55555 | 0.85571
823.1781 | 0.098961 | 2.0041 | 0.55537 | 0.85591
823.8029 | 0.098915 | 2.0034 | 0.55519 | 0.85612
824.4277 | 0.098869 | 2.0027 | 0.55501 | 0.85632
825.0525 | 0.098823 | 2.0021 | 0.55482 | 0.85653
825.6773 | 0.098776 | 2.0014 | 0.55464 | 0.85673
826.3021 | 0.09873 | 2.0007 | 0.55446 | 0.85694
826.9269 | 0.098697 | 1.9995 | 0.55395 | 0.85679
827.5517 | 0.098667 | 1.9983 | 0.55338 | 0.85657
828.1766 | 0.098637 | 1.997 | 0.55281 | 0.85635
828.8014 | 0.098607 | 1.9957 | 0.55223 | 0.85614
829.4262 | 0.098577 | 1.9944 | 0.55167 | 0.85593
830.051 | 0.098547 | 1.9932 | 0.5511 | 0.85571
830.6758 | 0.098517 | 1.9919 | 0.55053 | 0.8555
831.3006 | 0.098487 | 1.991 | 0.5502 | 0.8557
831.9254 | 0.098456 | 1.9902 | 0.5499 | 0.85594
832.5502 | 0.098426 | 1.9894 | 0.54961 | 0.85619
833.1751 | 0.098395 | 1.9886 | 0.54931 | 0.85643
833.7999 | 0.098365 | 1.9878 | 0.54901 | 0.85668
834.4247 | 0.098335 | 1.987 | 0.54871 | 0.85692
835.0495 | 0.098305 | 1.9862 | 0.54841 | 0.85717
835.6743 | 0.09827 | 1.985 | 0.54797 | 0.85716
836.2991 | 0.098235 | 1.9837 | 0.54752 | 0.85714
836.9239 | 0.0982 | 1.9825 | 0.54708 | 0.85712
837.5488 | 0.098165 | 1.9812 | 0.54663 | 0.8571
838.1736 | 0.09813 | 1.98 | 0.54619 | 0.85708
838.7984 | 0.098096 | 1.9787 | 0.54575 | 0.85706
839.4232 | 0.098061 | 1.9775 | 0.5453 | 0.85704
840.048 | 0.098034 | 1.9766 | 0.54504 | 0.85707
840.6728 | 0.098007 | 1.9757 | 0.54478 | 0.85709
841.2976 | 0.09798 | 1.9748 | 0.54451 | 0.85712
841.9224 | 0.097953 | 1.974 | 0.54425 | 0.85715
842.5472 | 0.097926 | 1.9731 | 0.54399 | 0.85718
843.1721 | 0.097899 | 1.9722 | 0.54372 | 0.85722
843.7969 | 0.097873 | 1.9714 | 0.54345 | 0.85725
844.4217 | 0.097846 | 1.9704 | 0.54305 | 0.85727
845.0465 | 0.097819 | 1.9694 | 0.54265 | 0.8573
845.6713 | 0.097792 | 1.9684 | 0.54224 | 0.85733
846.2961 | 0.097766 | 1.9674 | 0.54184 | 0.85735
846.9209 | 0.097739 | 1.9664 | 0.54144 | 0.85738
847.5457 | 0.097713 | 1.9654 | 0.54104 | 0.85741
848.1706 | 0.097683 | 1.9644 | 0.54062 | 0.85746
848.7954 | 0.097626 | 1.9634 | 0.5401 | 0.85769
849.4202 | 0.097569 | 1.9623 | 0.53958 | 0.85793
850.045 | 0.097512 | 1.9613 | 0.53906 | 0.85817
850.6698 | 0.097455 | 1.9603 | 0.53854 | 0.8584
851.2946 | 0.097399 | 1.9593 | 0.53802 | 0.85864
851.9194 | 0.097342 | 1.9582 | 0.5375 | 0.85888
852.5443 | 0.09729 | 1.9572 | 0.53701 | 0.8591
853.1691 | 0.097259 | 1.9564 | 0.53663 | 0.85921
853.7939 | 0.097229 | 1.9556 | 0.53626 | 0.85932
854.4187 | 0.097199 | 1.9548 | 0.53589 | 0.85943
855.0435 | 0.097169 | 1.954 | 0.53552 | 0.85954
855.6683 | 0.097139 | 1.9531 | 0.53514 | 0.85965
856.2931 | 0.097109 | 1.9523 | 0.53477 | 0.85976
856.9179 | 0.097077 | 1.9515 | 0.5344 | 0.85989
857.5427 | 0.097042 | 1.9506 | 0.53404 | 0.86009
858.1676 | 0.097006 | 1.9497 | 0.53369 | 0.8603
858.7924 | 0.096971 | 1.9488 | 0.53333 | 0.86051
859.4172 | 0.096935 | 1.9479 | 0.53297 | 0.86071
860.042 | 0.0969 | 1.947 | 0.53262 | 0.86092
860.6668 | 0.096865 | 1.9461 | 0.53226 | 0.86113
861.2916 | 0.096832 | 1.9452 | 0.53191 | 0.86125
861.9164 | 0.096808 | 1.9443 | 0.53156 | 0.86115
862.5412 | 0.096784 | 1.9433 | 0.53121 | 0.86104
863.1661 | 0.096761 | 1.9424 | 0.53086 | 0.86094
863.7909 | 0.096737 | 1.9414 | 0.53051 | 0.86083
864.4157 | 0.096713 | 1.9405 | 0.53017 | 0.86073
865.0405 | 0.096689 | 1.9395 | 0.52982 | 0.86063
865.6653 | 0.096663 | 1.9387 | 0.52944 | 0.86061
866.2901 | 0.096631 | 1.938 | 0.529 | 0.86079
866.9149 | 0.096598 | 1.9373 | 0.52856 | 0.86096
867.5398 | 0.096566 | 1.9366 | 0.52812 | 0.86114
868.1646 | 0.096534 | 1.9359 | 0.52768 | 0.86131
868.7894 | 0.096502 | 1.9352 | 0.52725 | 0.86149
869.4142 | 0.09647 | 1.9346 | 0.52681 | 0.86166
870.039 | 0.096438 | 1.9338 | 0.52641 | 0.86179
870.6638 | 0.096406 | 1.9329 | 0.52607 | 0.86184
871.2886 | 0.096373 | 1.9319 | 0.52572 | 0.8619
871.9134 | 0.09634 | 1.931 | 0.52538 | 0.86195
872.5382 | 0.096308 | 1.9301 | 0.52504 | 0.86201
873.1631 | 0.096276 | 1.9291 | 0.5247 | 0.86206
873.7879 | 0.096243 | 1.9282 | 0.52436 | 0.86212
874.4127 | 0.096211 | 1.9273 | 0.52395 | 0.86218
875.0375 | 0.096179 | 1.9264 | 0.52346 | 0.86225
875.6623 | 0.096148 | 1.9256 | 0.52297 | 0.86233
876.2871 | 0.096116 | 1.9247 | 0.52248 | 0.8624
876.9119 | 0.096084 | 1.9238 | 0.52198 | 0.86248
877.5367 | 0.096053 | 1.923 | 0.52149 | 0.86255
878.1616 | 0.096021 | 1.9221 | 0.521 | 0.86263
878.7864 | 0.09599 | 1.9213 | 0.52054 | 0.86269
879.4112 | 0.095958 | 1.9207 | 0.52012 | 0.86272
880.036 | 0.095927 | 1.92 | 0.5197 | 0.86276
880.6608 | 0.095895 | 1.9194 | 0.51927 | 0.8628
881.2856 | 0.095864 | 1.9187 | 0.51885 | 0.86285
881.9104 | 0.095833 | 1.9181 | 0.51844 | 0.86289
882.5352 | 0.095802 | 1.9175 | 0.51802 | 0.86293
883.1601 | 0.095778 | 1.9167 | 0.51777 | 0.86297
883.7849 | 0.095761 | 1.9157 | 0.51767 | 0.863
884.4097 | 0.095743 | 1.9148 | 0.51757 | 0.86304
885.0345 | 0.095726 | 1.9139 | 0.51746 | 0.86307
885.6593 | 0.095709 | 1.9129 | 0.51736 | 0.86311
886.2841 | 0.095692 | 1.912 | 0.51726 | 0.86314
886.9089 | 0.095675 | 1.9111 | 0.51716 | 0.86318
887.5337 | 0.095644 | 1.9102 | 0.5168 | 0.86324
888.1586 | 0.095604 | 1.9093 | 0.51625 | 0.86332
888.7834 | 0.095564 | 1.9084 | 0.51571 | 0.86339
889.4082 | 0.095524 | 1.9075 | 0.51517 | 0.86347
890.033 | 0.095484 | 1.9066 | 0.51462 | 0.86355
890.6578 | 0.095444 | 1.9057 | 0.51408 | 0.86362
891.2826 | 0.095404 | 1.9048 | 0.51354 | 0.8637
891.9074 | 0.095365 | 1.9039 | 0.51316 | 0.86377
892.5322 | 0.095327 | 1.9029 | 0.51286 | 0.86383
893.1571 | 0.095288 | 1.902 | 0.51256 | 0.86389
893.7819 | 0.095249 | 1.9011 | 0.51226 | 0.86396
894.4067 | 0.095211 | 1.9002 | 0.51196 | 0.86402
895.0315 | 0.095173 | 1.8993 | 0.51166 | 0.86408
895.6563 | 0.095134 | 1.8984 | 0.51137 | 0.86415
896.2811 | 0.095097 | 1.8975 | 0.51084 | 0.86432
896.9059 | 0.095059 | 1.8966 | 0.51022 | 0.86453
897.5307 | 0.095022 | 1.8958 | 0.5096 | 0.86474
898.1556 | 0.094985 | 1.8949 | 0.50899 | 0.86495
898.7804 | 0.094948 | 1.894 | 0.50837 | 0.86516
899.4052 | 0.094911 | 1.8932 | 0.50776 | 0.86537
900.03 | 0.094874 | 1.8923 | 0.50714 | 0.86558
900.6548 | 0.09484 | 1.8913 | 0.50666 | 0.86559
901.2796 | 0.094807 | 1.8903 | 0.50621 | 0.86554
901.9044 | 0.094773 | 1.8893 | 0.50576 | 0.86548
902.5292 | 0.09474 | 1.8883 | 0.50531 | 0.86542
903.1541 | 0.094707 | 1.8873 | 0.50487 | 0.86537
903.7789 | 0.094674 | 1.8863 | 0.50442 | 0.86531
904.4037 | 0.094641 | 1.8853 | 0.50398 | 0.86526
905.0285 | 0.094602 | 1.8845 | 0.50367 | 0.86536
905.6533 | 0.094562 | 1.8836 | 0.5034 | 0.86549
906.2781 | 0.094523 | 1.8828 | 0.50312 | 0.86562
906.9029 | 0.094483 | 1.8819 | 0.50285 | 0.86575
907.5277 | 0.094443 | 1.8811 | 0.50258 | 0.86588
908.1526 | 0.094404 | 1.8803 | 0.50231 | 0.86601
908.7774 | 0.094364 | 1.8795 | 0.50203 | 0.86615
909.4022 | 0.094333 | 1.8786 | 0.50164 | 0.86625
910.027 | 0.094304 | 1.8778 | 0.50123 | 0.86636
910.6518 | 0.094275 | 1.877 | 0.50083 | 0.86646
911.2766 | 0.094245 | 1.8762 | 0.50042 | 0.86657
911.9014 | 0.094216 | 1.8754 | 0.50001 | 0.86667
912.5263 | 0.094187 | 1.8746 | 0.4996 | 0.86678
913.1511 | 0.094158 | 1.8738 | 0.4992 | 0.86688
913.7759 | 0.094142 | 1.8729 | 0.49904 | 0.86676
914.4007 | 0.094128 | 1.8721 | 0.49891 | 0.86661
915.0255 | 0.094113 | 1.8712 | 0.49878 | 0.86646
915.6503 | 0.094099 | 1.8704 | 0.49864 | 0.86631
916.2751 | 0.094084 | 1.8696 | 0.49851 | 0.86617
916.8999 | 0.09407 | 1.8687 | 0.49838 | 0.86602
917.5248 | 0.094056 | 1.8679 | 0.49825 | 0.86588
918.1496 | 0.094022 | 1.867 | 0.49782 | 0.86602
918.7744 | 0.093987 | 1.8661 | 0.49738 | 0.86616
919.3992 | 0.093953 | 1.8652 | 0.49695 | 0.86631
920.024 | 0.093918 | 1.8643 | 0.49651 | 0.86646
920.6488 | 0.093884 | 1.8634 | 0.49608 | 0.86661
921.2736 | 0.09385 | 1.8626 | 0.49564 | 0.86676
921.8984 | 0.093816 | 1.8617 | 0.49521 | 0.86691
922.5232 | 0.093784 | 1.861 | 0.49474 | 0.86701
923.1481 | 0.093752 | 1.8603 | 0.49427 | 0.86711
923.7729 | 0.093721 | 1.8596 | 0.49381 | 0.86721
924.3977 | 0.093689 | 1.859 | 0.49334 | 0.86731
925.0225 | 0.093658 | 1.8583 | 0.49288 | 0.86741
925.6473 | 0.093626 | 1.8576 | 0.49242 | 0.86751
926.2721 | 0.093595 | 1.8569 | 0.49196 | 0.8676
926.8969 | 0.093569 | 1.8561 | 0.49162 | 0.86756
927.5217 | 0.093542 | 1.8553 | 0.49127 | 0.86753
928.1466 | 0.093516 | 1.8545 | 0.49092 | 0.86749
928.7714 | 0.09349 | 1.8536 | 0.49058 | 0.86746
929.3962 | 0.093463 | 1.8528 | 0.49023 | 0.86742
930.021 | 0.093437 | 1.852 | 0.48989 | 0.86739
930.6458 | 0.093412 | 1.8512 | 0.48956 | 0.86736
931.2706 | 0.093394 | 1.8504 | 0.48934 | 0.86737
931.8954 | 0.093377 | 1.8497 | 0.48913 | 0.86738
932.5202 | 0.093359 | 1.8489 | 0.48891 | 0.86739
933.1451 | 0.093341 | 1.8482 | 0.48869 | 0.8674
933.7699 | 0.093324 | 1.8474 | 0.48847 | 0.86741
934.3947 | 0.093306 | 1.8467 | 0.48826 | 0.86742
935.0195 | 0.093287 | 1.8459 | 0.488 | 0.86742
935.6443 | 0.093261 | 1.8449 | 0.48757 | 0.86738
936.2691 | 0.093234 | 1.844 | 0.48714 | 0.86734
936.8939 | 0.093208 | 1.843 | 0.48671 | 0.86731
937.5187 | 0.093182 | 1.8421 | 0.48629 | 0.86727
938.1436 | 0.093156 | 1.8411 | 0.48586 | 0.86724
938.7684 | 0.09313 | 1.8402 | 0.48544 | 0.8672
939.3932 | 0.093104 | 1.8393 | 0.48504 | 0.8672
940.018 | 0.093078 | 1.8385 | 0.48472 | 0.86731
940.6428 | 0.093052 | 1.8377 | 0.48441 | 0.86742
941.2676 | 0.093027 | 1.8369 | 0.48409 | 0.86753
941.8924 | 0.093001 | 1.8361 | 0.48377 | 0.86763
942.5172 | 0.092976 | 1.8353 | 0.48346 | 0.86774
943.1421 | 0.092951 | 1.8346 | 0.48314 | 0.86785
943.7669 | 0.092926 | 1.8338 | 0.48282 | 0.86794
944.3917 | 0.092902 | 1.8329 | 0.48249 | 0.86796
945.0165 | 0.092879 | 1.8321 | 0.48216 | 0.86799
945.6413 | 0.092856 | 1.8312 | 0.48183 | 0.86802
946.2661 | 0.092833 | 1.8304 | 0.48149 | 0.86805
946.8909 | 0.092809 | 1.8295 | 0.48116 | 0.86807
947.5157 | 0.092786 | 1.8287 | 0.48083 | 0.8681
948.1406 | 0.092762 | 1.8278 | 0.48047 | 0.86814
948.7654 | 0.092736 | 1.8267 | 0.48007 | 0.86819
949.3902 | 0.092709 | 1.8256 | 0.47967 | 0.86825
950.015 | 0.092683 | 1.8246 | 0.47927 | 0.8683
950.6398 | 0.092656 | 1.8236 | 0.47887 | 0.86836
951.2646 | 0.09263 | 1.8225 | 0.47847 | 0.86841
951.8894 | 0.092604 | 1.8215 | 0.47807 | 0.86847
952.5142 | 0.092579 | 1.8206 | 0.47768 | 0.8685
953.1391 | 0.092558 | 1.8198 | 0.47728 | 0.86852
953.7639 | 0.092536 | 1.8191 | 0.47689 | 0.86853
954.3887 | 0.092514 | 1.8184 | 0.47649 | 0.86854
955.0135 | 0.092493 | 1.8177 | 0.4761 | 0.86855
955.6383 | 0.092471 | 1.817 | 0.4757 | 0.86857
956.2631 | 0.09245 | 1.8162 | 0.47531 | 0.86858
956.8879 | 0.092427 | 1.8154 | 0.475 | 0.86858
957.5127 | 0.092402 | 1.8145 | 0.47478 | 0.86858
958.1376 | 0.092377 | 1.8136 | 0.47457 | 0.86857
958.7624 | 0.092353 | 1.8127 | 0.47435 | 0.86856
959.3872 | 0.092328 | 1.8118 | 0.47414 | 0.86856
960.012 | 0.092304 | 1.8109 | 0.47393 | 0.86855
960.6368 | 0.092279 | 1.81 | 0.47371 | 0.86855
961.2616 | 0.092258 | 1.8092 | 0.47346 | 0.86858
961.8864 | 0.092239 | 1.8083 | 0.47316 | 0.86864
962.5112 | 0.09222 | 1.8075 | 0.47286 | 0.86871
963.1361 | 0.092201 | 1.8067 | 0.47257 | 0.86878
963.7609 | 0.092183 | 1.8059 | 0.47227 | 0.86884
964.3857 | 0.092164 | 1.8051 | 0.47198 | 0.86891
965.0105 | 0.092146 | 1.8043 | 0.47169 | 0.86897
965.6353 | 0.092132 | 1.8036 | 0.47147 | 0.86898
966.2601 | 0.092123 | 1.8029 | 0.4713 | 0.86894
966.8849 | 0.092114 | 1.8022 | 0.47114 | 0.8689
967.5097 | 0.092105 | 1.8016 | 0.47098 | 0.86886
968.1346 | 0.092096 | 1.8009 | 0.47081 | 0.86882
968.7594 | 0.092087 | 1.8002 | 0.47065 | 0.86878
969.3842 | 0.092078 | 1.7995 | 0.47049 | 0.86874
970.009 | 0.092069 | 1.7987 | 0.47031 | 0.86871
970.6338 | 0.092059 | 1.7978 | 0.47012 | 0.86868
971.2586 | 0.09205 | 1.7969 | 0.46993 | 0.86865
971.8834 | 0.092041 | 1.7961 | 0.46974 | 0.86863
972.5082 | 0.092032 | 1.7952 | 0.46955 | 0.8686
973.1331 | 0.092023 | 1.7943 | 0.46937 | 0.86857
973.7579 | 0.092014 | 1.7934 | 0.46918 | 0.86855
974.3827 | 0.092 | 1.7926 | 0.46893 | 0.86852
975.0075 | 0.091983 | 1.7918 | 0.46864 | 0.8685
975.6323 | 0.091967 | 1.791 | 0.46836 | 0.86847
976.2571 | 0.091951 | 1.7902 | 0.46808 | 0.86845
976.8819 | 0.091934 | 1.7894 | 0.46779 | 0.86842
977.5068 | 0.091918 | 1.7886 | 0.46751 | 0.8684
978.1316 | 0.091902 | 1.7878 | 0.46723 | 0.86837
978.7564 | 0.091897 | 1.7869 | 0.46706 | 0.86822
979.3812 | 0.091896 | 1.786 | 0.46694 | 0.86802
980.006 | 0.091895 | 1.7851 | 0.46682 | 0.86782
980.6308 | 0.091895 | 1.7842 | 0.4667 | 0.86762
981.2556 | 0.091894 | 1.7833 | 0.46658 | 0.86743
981.8804 | 0.091893 | 1.7824 | 0.46646 | 0.86723
982.5053 | 0.091892 | 1.7816 | 0.46634 | 0.86703
983.1301 | 0.091875 | 1.7807 | 0.46605 | 0.86707
983.7549 | 0.091852 | 1.7798 | 0.4657 | 0.86717
984.3797 | 0.09183 | 1.7789 | 0.46536 | 0.86727
985.0045 | 0.091808 | 1.778 | 0.46501 | 0.86737
985.6293 | 0.091786 | 1.7772 | 0.46467 | 0.86747
986.2541 | 0.091764 | 1.7763 | 0.46433 | 0.86757
986.8789 | 0.091742 | 1.7754 | 0.46399 | 0.86767
987.5037 | 0.091737 | 1.7746 | 0.46386 | 0.86758
988.1286 | 0.091735 | 1.7737 | 0.46378 | 0.86745
988.7534 | 0.091734 | 1.7728 | 0.4637 | 0.86732
989.3782 | 0.091732 | 1.7719 | 0.46362 | 0.86719
990.003 | 0.091731 | 1.771 | 0.46354 | 0.86706
990.6278 | 0.091729 | 1.7701 | 0.46346 | 0.86693
991.2526 | 0.091728 | 1.7693 | 0.46338 | 0.8668
991.8774 | 0.091717 | 1.7684 | 0.46316 | 0.8668
992.5023 | 0.091706 | 1.7676 | 0.46293 | 0.8668
993.1271 | 0.091694 | 1.7667 | 0.4627 | 0.86681
993.7519 | 0.091682 | 1.7659 | 0.46247 | 0.86682
994.3767 | 0.091671 | 1.7651 | 0.46224 | 0.86683
995.0015 | 0.091659 | 1.7642 | 0.46201 | 0.86684
995.6263 | 0.091648 | 1.7634 | 0.46179 | 0.86685
996.2511 | 0.091626 | 1.7626 | 0.46145 | 0.86684
996.8759 | 0.091603 | 1.7618 | 0.46111 | 0.86683
997.5008 | 0.091581 | 1.7609 | 0.46076 | 0.86682
998.1256 | 0.091559 | 1.7601 | 0.46042 | 0.86681
998.7504 | 0.091537 | 1.7593 | 0.46008 | 0.8668
999.3752 | 0.091515 | 1.7585 | 0.45974 | 0.86678
1000 | 0.091493 | 1.7577 | 0.45939 | 0.86677

## Revision History
REVISION HISTORY
2004-12-06 | REV 0 | Initial Release
2006-01-26 | REV A | Added Sheet 2-Parallel Configuration Values, Sheet 3 - Input Configuration Diagrams, Sheet 4 - Rev History